## Aug 14 Outage
Resource ID | Resource Name | Outage Type | Capacity (MW) | Curtailed (MW) | Zone Name
ADLIN_1_UNITS | GEYSERS AIDLIN AGGREGATE | Forced | 22 | 10 | PGAE Gen
ALAMIT_2_PL1X3 | Alamitos Energy Center Unit 7 | Forced | 674.7 | 6.7 | SCE Gen
ALAMIT_7_UNIT 4 | ALAMITOS GEN STA. UNIT 4 | Planned | 335.67 | 335.67 | SCE Gen
ALMEGT_1_UNIT 1 | ALAMEDA GT UNIT 1 | Forced | 25 | 4 | PGAE South
ALMEGT_1_UNIT 2 | ALAMEDA GT UNIT 2 | Forced | 25 | 4 | PGAE South
ALTA3A_2_CPCE4 | Alta Wind 4 | Forced | 102 | 12 | SCE Gen
ALTA3A_2_CPCE5 | Alta Wind 5 | Forced | 168 | 15 | SCE Gen
ALTA3A_2_CPCE8 | Alta Wind 8 | Forced | 150 | 6 | SCE Gen
ALTA4A_2_CPCW1 | Alta Wind 1 | Forced | 150 | 0 | SCE Gen
ALTA4B_2_CPCW2 | Alta Wind 2 | Forced | 150 | 12 | SCE Gen
ALTA4B_2_CPCW3 | Alta Wind 3 | Forced | 150 | 6 | SCE Gen
ALTA6B_2_WIND11 | Alta Wind 11 | Forced | 90 | 0 | SCE Gen
ALTA6E_2_WIND10 | Alta Wind 10 | Forced | 138 | 9.75 | SCE Gen
ANZA_6_SOLAR1 | Seville Solar One | Forced | 20 | 0 | SDGE Gen
BASICE_2_UNITS | King City Cogen | Forced | 120 | 3 | PGAE Gen
BCTSYS_5_PWXDYN | BCTSYS_5_PWXDYN | Forced | 428 | 428 | PGAE Gen
BGSKYN_2_AS2SR1 | Antelope Solar 2 | Forced | 105 | 0 | SCE Gen
BGSKYN_2_ASPSR2 | Antelope Solar 2 San Pablo | Forced | 100 | 0 | SCE Gen
BGSKYN_2_BS3SR3 | Big Sky Solar 3 | Forced | 20 | 0 | SCE Gen
BIGCRK_2_EXESWD | BIG CREEK HYDRO PROJECT PSP | Forced | 820 | 100 | SCE Gen
BIGSKY_2_BSKSR6 | Big Sky Solar 6 | Forced | 20 | 0 | SCE Gen
BIGSKY_2_BSKSR7 | Big Sky Solar 7 | Forced | 20 | 0 | SCE Gen
BIGSKY_2_BSKSR8 | Big Sky Solar 8 | Forced | 20 | 0 | SCE Gen
BIGSKY_2_SOLAR2 | Big Sky Solar 4 | Forced | 40 | 0 | SCE Gen
BIGSKY_2_SOLAR3 | Big Sky Summer | Forced | 20 | 0 | SCE Gen
BIGSKY_2_SOLAR4 | Western Antelope Blue Sky Ranch B | Forced | 20 | 0 | SCE Gen
BIGSKY_2_SOLAR5 | Big Sky Solar 2 | Forced | 5 | 0 | SCE Gen
BIGSKY_2_SOLAR6 | Solverde 1 | Forced | 85 | 0 | SCE Gen
BIGSKY_2_SOLAR7 | Big Sky Solar 1 | Forced | 50 | 0 | SCE Gen
BISHOP_1_ALAMO | BISHOP CREEK PLANT 2 AND 6 | Forced | 13.4 | 5.1 | SCE Gen
BISHOP_1_UNITS | BISHOP CREEK PLANT 3 AND 4 | Forced | 15.8 | 4.8 | SCE Gen
BKRFLD_2_SOLAR1 | Bakersfield 111 | Forced | 1.38 | 0 | PGAE Gen
BLACK_7_UNIT 1 | JAMES B. BLACK 1 | Planned/Forced | 85 | 0 | PGAE North
BLACK_7_UNIT 2 | JAMES B. BLACK 2 | Planned | 84.1 | 0 | PGAE North
BLYTHE_1_SOLAR1 | Blythe Solar 1 Project | Forced | 21 | 3 | SCE Gen
BORDER_6_UNITA1 | CalPeak Power Border Unit 1 | Planned/Forced | 51.25 | 26.25 | SDGE Gen
BRDSLD_2_HIWIND | High Winds Energy Center | Forced | 162 | 19.8 | PGAE Gen
BRDSLD_2_MTZUM2 | NextEra Energy Montezuma Wind II | Forced | 78.2 | 0 | PGAE Gen
BRDSLD_2_MTZUMA | FPL Energy Montezuma Wind | Forced | 36.8 | 6.9 | PGAE Gen
BRDSLD_2_SHILO1 | Shiloh I Wind Project | Forced | 150 | 3 | PGAE Gen
BRDSLD_2_SHILO2 | SHILOH WIND PROJECT 2 | Forced | 150 | 6 | PGAE Gen
BRDSLD_2_SHLO3A | Shiloh III Wind Project, LLC | Forced | 102.5 | 2.05 | PGAE Gen
BRDSLD_2_SHLO3B | Shiloh IV Wind Project | Forced | 100 | 1.6 | PGAE Gen
BRODIE_2_WIND | Coram Brodie Wind Project | Forced | 102 | 0 | SCE Gen
BUCKCK_7_PL1X2 | BUCKS CREEK AGGREGATE | Planned | 57.25 | 57.25 | PGAE Gen
BUCKWD_1_QF | Buckwind Re-powering project | Forced | 16.5 | 1.5 | SCE Gen
CAMCHE_1_PL1X3 | CAMANCHE UNITS 1, 2 & 3 AGGREGATE | Forced | 9.99 | 9.09 | PGAE Gen
CARBOU_7_UNIT 1 | CARIBOU PH 1 UNIT 1 | Planned | 24 | 0 | PGAE North
CARLS1_2_CARCT1 | Carlsbad 1 | Planned | 422 | 0 | SDGE Gen
CARLS2_1_CARCT1 | Carlsbad 2 | Planned | 105.5 | 0 | SDGE Gen
CAVLSR_2_BSOLAR | California Valley Solar Ranch-Phase B | Forced | 40 | 0 | PGAE Gen
CAVLSR_2_RSOLAR | California Valley Solar Ranch-Phase A | Forced | 210 | 0 | PGAE Gen
CENTER_2_RHONDO | MWD Rio Hondo Hydroelectric Recovery Pla | Forced | 1.91 | 1.91 | SCE Gen
CHINO_2_SASOLR | SS San Antonio West LLC | Forced | 1.5 | 0 | SCE Gen
CHINO_7_MILIKN | MN Milliken Genco LLC | Planned | 1.9 | 1.9 | SCE Gen
CLOVDL_1_SOLAR | Cloverdale Solar I | Forced | 1.5 | 0 | PGAE Gen
CLOVER_2_UNIT | Clover Creek | Forced | 0.99 | 0.79 | PGAE Gen
CLRKRD_6_LIMESD | Lime Saddle Hydro | Forced | 2 | 2 | PGAE Gen
CNTRVL_6_UNIT | Centerville | Forced | 6.4 | 6.4 | PGAE Gen
COCOPP_2_CTG1 | Marsh Landing 1 | Forced | 204.2 | 9.85 | PGAE South
COCOPP_2_CTG2 | Marsh Landing 2 | Forced | 202.7 | 9.12 | PGAE South
COCOPP_2_CTG3 | Marsh Landing 3 | Forced | 208.96 | 16.15 | PGAE South
COCOSB_6_SOLAR | Oakley Solar Project | Forced | 1.5 | 0 | PGAE Gen
COLEMN_2_UNIT | Coleman | Planned | 13 | 13 | PGAE North
COLGAT_7_UNIT 1 | Colgate Powerhouse Unit 1 | Planned | 176.72 | 20.72 | PGAE North
COLGAT_7_UNIT 2 | Colgate Powerhouse Unit 2 | Planned | 175.67 | 19.67 | PGAE North
COLTON_6_AGUAM1 | AGUA MANSA UNIT 1 (CITY OF COLTON) | Forced | 43 | 2 | SCE Gen
COLVIL_7_PL1X2 | COLLIERVILLE HYDRO UNIT 1 & 2 AGGREGATE | Forced | 246.86 | 0 | PGAE Gen
CONTRL_1_CASAD3 | Mammoth G3 | Forced | 14 | 0 | SCE Gen
CONTRL_1_LUNDY | LUNDY | Forced | 3 | 2.61 | SCE Gen
CONTRL_1_OXBOW | Dixie Valley Geo | Forced | 60 | 3.5 | SCE Gen
CONTRL_1_POOLE | POOLE HYDRO PLANT 1 | Forced | 10.9 | 9.9 | SCE Gen
CONTRL_1_RUSHCK | RUSH CREEK | Forced | 11.94 | 9.94 | SCE Gen
COPMT4_2_SOLAR4 | Copper Mountain Solar 4 | Forced | 92 | 2 | SCE Gen
CORONS_6_CLRWTR | Clearwater Power Plant | Forced | 28 | 28 | SCE Gen
COVERD_2_HCKHY1 | HATCHET CREEK | Forced | 6.89 | 6.89 | PGAE Gen
COVERD_2_MCKHY1 | Montgomery Creek Hydro | Forced | 2.8 | 2.8 | PGAE Gen
COVERD_2_QFUNTS | Cove Hydroelectric Project | Planned | 5.5 | 0 | PGAE North
COVERD_2_RCKHY1 | ROARING CREEK | Forced | 2 | 2 | PGAE Gen
CPVERD_2_SOLAR | Campo Verde Solar | Forced | 139 | 0 | SDGE Gen
CRNEVL_6_CRNVA | Crane Valley | Planned | 0.9 | 0.9 | PGAE Gen
CRNEVL_6_SJQN 2 | SAN JOAQUIN 2 | Planned/Forced | 3.2 | 3.2 | PGAE Gen
CRNEVL_6_SJQN 3 | SAN JOAQUIN 3 | Planned/Forced | 4.2 | 4.2 | PGAE Gen
CSCCOG_1_UNIT 1 | SANTA CLARA CO-GEN | Forced | 7 | 0 | PGAE South
CSCGNR_1_UNIT 1 | GIANERA PEAKER UNIT 1 | Forced | 24.75 | 2.15 | PGAE South
CSCGNR_1_UNIT 2 | GIANERA PEAKER UNIT 2 | Forced | 24.75 | 2.15 | PGAE South
CSTRVL_7_PL1X2 | Marina Land Fill Gas | Forced | 4.53 | 0.13 | PGAE South
CUMMNG_6_SUNCT1 | SunSelect 1 | Forced | 4 | 4 | SCE Gen
CUYAMS_6_CUYSR1 | Cuyama Solar | Forced | 40 | 0 | PGAE Gen
DAIRLD_1_MD2BM1 | Madera Digester Genset 2 | Forced | 0.8 | 0 | PGAE Gen
DEADCK_1_UNIT | DEADCK_1_UNIT | Planned | 2 | 0 | PGAE Gen
DELAMO_2_SOLRC1 | Golden Springs Building C1 | Forced | 1.16 | 0 | SCE Gen
DELAMO_2_SOLRD | Golden Solar Building D | Forced | 1.25 | 0 | SCE Gen
DELSUR_6_CREST | Delsur Aggregate Solar Resources | Forced | 10 | 0 | SCE Gen
DELSUR_6_SOLAR4 | Radiance Solar 4 | Forced | 1.5 | 0 | SCE Gen
DELSUR_6_SOLAR5 | Radiance Solar 5 | Forced | 1.5 | 0 | SCE Gen
DELTA_2_PL1X4 | DELTA ENERGY CENTER AGGREGATE | Forced | 880 | 43 | PGAE Gen
DEVERS_1_SEPV05 | SEPV 5 | Forced | 2 | 0 | SCE Gen
DEVERS_1_SOLAR1 | SEPV8 | Forced | 12 | 0 | SCE Gen
DEVERS_2_CS2SR4 | Caliente Solar 2 | Forced | 0.91 | 0 | SCE Gen
DIABLO_7_UNIT 2 | Diablo Canyon Unit 2 | Forced | 1150 | 0 | PGAE South
DMDVLY_1_UNITS | DIAMOND VALLEY LAKE PUMP-GEN PLANT | Forced | 21 | 21 | SCE Gen
DONNLS_7_UNIT | Donnells Hydro | Forced | 72 | 4.5 | PGAE Gen
DOUBLC_1_UNITS | DOUBLE "C" LIMITED | Forced | 52.23 | 3.23 | PGAE South
DRACKR_2_DS3SR3 | Dracker Solar Unit 3 | Forced | 125 | 0 | SCE Gen
DRACKR_2_DS4SR4 | Dracker Solar Unit 4 | Forced | 125 | 62.5 | SCE Gen
DRACKR_2_SOLAR1 | Dracker Solar Unit 1 | Forced | 110 | 0 | SCE Gen
DRACKR_2_SOLAR2 | Dracker Solar Unit 2 | Planned/Forced | 125 | 0 | SCE Gen
DREWS_6_PL1X4 | Drews Generating Plant | Forced | 41.4 | 20.7 | SCE Gen
DSFLWR_2_WS2SR1 | Willow Springs 2 | Forced | 100 | 32.8 | SCE Gen
DSRTSL_2_SOLAR1 | Desert Stateline | Planned | 296.19 | 4.19 | SCE Gen
DUANE_1_PL1X3 | DONALD VON RAESFELD POWER PROJECT | Forced | 147.8 | 15.8 | PGAE South
DVLCYN_1_UNITS | DEVIL CANYON HYDRO UNITS 1-4 AGGREGATE | Forced | 235 | 0 | SCE Gen
EEKTMN_6_SOLAR1 | EE K Solar 1 | Forced | 20 | 0 | PGAE South
ELCAJN_6_EB1BT1 | Eastern BESS 1 | Planned | 7.5 | 0 | SDGE Gen
ELCAJN_6_LM6K | El Cajon Energy Center | Forced | 48.1 | 0 | SDGE Gen
ELDORO_7_UNIT 1 | El Dorado Unit 1 | Forced | 11 | 11 | PGAE North
ELKCRK_6_STONYG | STONEY GORGE HYDRO AGGREGATE | Forced | 4.9 | 4.9 | PGAE Gen
ELKHIL_2_PL1X3 | ELK HILLS COMBINED CYCLE (AGGREGATE) | Forced | 551.7 | 46.7 | PGAE Gen
ELSEGN_2_UN1011 | El Segundo Energy Center 5/6 | Forced | 263 | 0 | SCE Gen
ELSEGN_2_UN2021 | El Segundo Energy Center 7/8 | Forced | 263.68 | 0 | SCE Gen
ESCNDO_6_EB1BT1 | Escondido BESS 1 | Planned | 10 | 1.25 | SDGE Gen
ESCNDO_6_PL1X2 | MMC Escondido Aggregate | Forced | 48.71 | 0 | SDGE Gen
ESQUON_6_LNDFIL | Neal Road Landfill Generating Facility | Forced | 2.1 | 0.9 | PGAE Gen
ETIWND_2_FONTNA | FONTANALYTLE CREEK POWERHOUSE P | Planned/Forced | 2.56 | 1.36 | SCE Gen
ETIWND_2_UNIT1 | ETIWND_2_UNIT1 | Planned | 33.6 | 32.6 | SCE Gen
ETIWND_6_MWDETI | ETIWANDA RECOVERY HYDRO | Forced | 24 | 24 | SCE Gen
FAIRHV_6_UNIT | FAIRHAVEN POWER CO. | Forced | 18.75 | 18.75 | PGAE North
FLOWD2_2_FPLWND | DIABLO WINDS | Forced | 18 | 0.58 | PGAE Gen
FORBST_7_UNIT 1 | FORBESTOWN HYDRO | Planned | 37.5 | 0 | PGAE North
FROGTN_1_UTICAM | Murphys Powerhouse | Forced | 3.6 | 1.9 | PGAE Gen
GARNET_1_SOLAR2 | Garnet Solar Power Generation Station 1 | Forced | 4 | 0.5 | SCE Gen
GARNET_1_UNITS | GARNET GREEN POWER PROJECT AGGREGATE | Forced | 16.5 | 10.5 | SCE Gen
GARNET_1_WINDS | Garnet Winds Aggregation | Forced | 22.5 | 4.5 | SCE Gen
GARNET_2_DIFWD1 | Difwind | Forced | 7.88 | 7.88 | SCE Gen
GARNET_2_HYDRO | Whitewater Hydro | Forced | 1 | 1 | SCE Gen
GARNET_2_WIND2 | Karen Avenue Wind Farm | Forced | 11.7 | 0 | SCE Gen
GARNET_2_WPMWD6 | WINTEC PALM | Forced | 5.93 | 5.93 | SCE Gen
GATES_2_SOLAR | Gates Solar Station | Forced | 20 | 2 | PGAE South
GATEWY_2_GESBT1 | Gateway Energy Stroage | Forced | 250 | 50 | SDGE Gen
GATWAY_2_PL1X3 | GATEWAY GENERATING STATION | Forced | 585 | 76.77 | PGAE South
GEYS11_7_UNIT11 | GEYSERS UNIT 11 (HEALDSBURG) | Forced | 74.4 | 0.4 | PGAE Gen
GEYS12_7_UNIT12 | GEYSERS UNIT 12 (HEALDSBURG) | Forced | 57 | 16 | PGAE Gen
GEYS13_7_UNIT13 | GEYSERS UNIT 13 (HEALDSBURG) | Forced | 95 | 46 | PGAE Gen
GEYS14_7_UNIT14 | GEYSERS UNIT 14 (HEALDSBURG) | Forced | 70 | 13 | PGAE Gen
GEYS16_7_UNIT16 | GEYSERS UNIT 16 (HEALDSBURG) | Forced | 85 | 42 | PGAE Gen
GEYS17_2_BOTRCK | Bottle Rock Geothermal | Forced | 10.01 | 10.01 | PGAE North
GEYS17_7_UNIT17 | GEYSERS UNIT 17 (HEALDSBURG) | Forced | 60 | 0 | PGAE Gen
GEYS18_7_UNIT18 | GEYSERS UNIT 18 (HEALDSBURG) | Forced | 72 | 26 | PGAE Gen
GEYS20_7_UNIT20 | GEYSERS UNIT 20 (HEALDSBURG) | Forced | 62 | 26 | PGAE Gen
GILROY_1_UNIT | GILROY COGEN AGGREGATE | Forced | 120 | 5 | PGAE South
GLNARM_7_UNIT 1 | GLEN ARM UNIT 1 | Planned | 22.07 | 0 | SCE Gen
GLNARM_7_UNIT 2 | GLEN ARM UNIT 2 | Forced | 22.3 | 22.3 | SCE Gen
GLOW_6_SOLAR | Antelope Power Plant | Forced | 20 | 0 | SCE Gen
GOLETA_6_EXGEN | EXXON COMPANY USA | Forced | 48.2 | 48.2 | SCE Gen
GRIZLY_1_UNIT 1 | GRIZZLY HYDRO | Planned/Forced | 20 | 20 | PGAE North
GRNLF2_1_UNIT | GREENLEAF II COGEN | Forced | 49.2 | 2.2 | PGAE North
GRSCRK_6_BGCKWW | BIG CREEK WATER WORKS - CEDAR FLAT | Forced | 5 | 5 | PGAE Gen
GUERNS_6_HD3BM3 | Hanford Digester Genset 3 | Forced | 1 | 0 | PGAE Gen
GUERNS_6_VH2BM1 | Hanford Digester Genset 2 | Forced | 1 | 0 | PGAE Gen
GWFPWR_1_UNITS | Hanford Peaker Plant | Forced | 98.46 | 8.23 | PGAE Gen
GYS5X6_7_UNITS | GEYSERS UNITS 5 & 6 AGGREGATE | Forced | 85 | 1 | PGAE Gen
GYS7X8_7_UNITS | GEYSERS UNITS 7 & 8 AGGREGATE | Forced | 82 | 5 | PGAE Gen
HARBGN_7_UNITS | HARBOR COGEN COMBINED CYCLE | Forced | 109.01 | 29.01 | SCE Gen
HATLOS_6_BWDHY1 | Bidwell Ditch | Forced | 2 | 0.5 | PGAE Gen
HATLOS_6_LSCRK | Lost Creek 1 & 2 Hydro Conversion | Forced | 1.7 | 0.72 | PGAE Gen
HATRDG_2_WIND | Hatchet Ridge Wind Farm | Forced | 102 | 0 | PGAE Gen
HAYPRS_6_QFUNTS | HAYPRESS HYDRO QF UNITS | Forced | 14.8 | 14.8 | PGAE North
HELMPG_7_UNIT 1 | HELMS PUMP-GEN UNIT 1 | Forced | 407 | 0 | PGAE South
HENRTA_6_UNITA1 | GWF HENRIETTA PEAKER PLANT UNIT 1 | Forced | 49.98 | 5.83 | PGAE South
HENRTA_6_UNITA2 | GWF HENRIETTA PEAKER PLANT UNIT 2 | Forced | 49.42 | 4.71 | PGAE South
HIDSRT_2_UNITS | HIGH DESERT POWER PROJECT AGGREGATE | Forced | 830 | 82 | SCE Gen
HMLTBR_6_UNITS | HAMILTON BRANCH PH (AGGREGATE) | Forced | 4.9 | 4.9 | PGAE Gen
HNTGBH_2_PL1X3 | Huntington Beach Energy | Forced | 673.8 | 4.8 | SCE Gen
HOOVER_2_VEADYN | HOOVER | Forced | 16 | 3 | SCE Gen
HURON_6_SOLAR | Huron Solar Station | Forced | 20 | 2 | PGAE South
HYTTHM_2_UNITS | HYATT-THERMALITO PUMP-GEN (AGGREGATE) | Planned/Forced | 933.1 | 117.1 | PGAE Gen
INLDEM_5_UNIT 1 | Inland Empire Energy Center, Unit 1 | Planned | 376.2 | 376.2 | SCE Gen
INSKIP_2_UNIT | INSKIP HYDRO | Forced | 8 | 8 | PGAE North
INTKEP_2_UNITS | CCSF Hetch_Hetchy Hydro Aggregate | Planned/Forced | 405 | 134 | PGAE Gen
IVANPA_1_UNIT3 | Ivanpah 3 | Forced | 133 | 6 | SCE Gen
IVSLR2_2_SM2SR1 | Silver Ridge Mount Signal 2 | Forced | 150 | 0 | SDGE Gen
JACMSR_1_JACSR1 | Jacumba Solar Farm | Forced | 20 | 0 | SDGE Gen
JAWBNE_2_NSRWND | North Sky River Wind Project | Forced | 160 | 6.4 | SCE Gen
KANSAS_6_SOLAR | RE Kansas South | Forced | 20 | 0 | PGAE South
KEKAWK_6_UNIT | STS HYDROPOWER LTD. (KEKAWAKA) | Forced | 5.5 | 5.5 | PGAE Gen
KERKH1_7_UNIT 1 | KERKHOFF PH 1 UNIT #1 | Forced | 13 | 13 | PGAE North
KERKH1_7_UNIT 1 | KERKHOFF PH 1 UNIT #1 | Forced | 13 | 13 | PGAE South
KERKH1_7_UNIT 3 | KERKHOFF PH 1 UNIT #3 | Forced | 12.8 | 12.8 | PGAE North
KERKH1_7_UNIT 3 | KERKHOFF PH 1 UNIT #3 | Forced | 12.8 | 12.8 | PGAE South
KERNFT_1_UNITS | KERN FRONT LIMITED | Forced | 52.4 | 4.8 | PGAE South
KERRGN_1_UNIT 1 | KERN RIVER HYDRO UNITS 1-4 AGGREGATE | Forced | 25.6 | 0.1 | SCE Gen
KILARC_2_UNIT 1 | KILARC HYDRO | Forced | 1.5 | 1.5 | PGAE North
KNGCTY_6_UNITA1 | King City Energy Center, Unit 1 | Forced | 44.6 | 1.6 | PGAE Gen
KRNCNY_6_UNIT | KERN CANYON | Forced | 11.5 | 11.5 | PGAE South
LACIEN_2_VENICE | MWD Venice Hydroelectric Recovery Plant | Forced | 9.95 | 9.95 | SCE Gen
LAMONT_1_SOLAR4 | Hayworth Solar Farm | Forced | 26.66 | 11.16 | PGAE South
LAPLMA_2_UNIT 1 | La Paloma Generating Plant Unit #1 | Forced | 267 | 16 | PGAE Gen
LAPLMA_2_UNIT 2 | La Paloma Generating Plant Unit #2 | Forced | 266 | 8 | PGAE Gen
LAPLMA_2_UNIT 3 | La Paloma Generating Plant Unit #3 | Forced | 266 | 13 | PGAE Gen
LAPLMA_2_UNIT 4 | LA PALOMA GENERATING PLANT, UNIT #4 | Forced | 253.29 | 8.29 | PGAE Gen
LAROA2_2_UNITA1 | LR2 | Forced | 322 | 32 | SDGE Gen
LEBECS_2_UNITS | Pastoria Energy Facility | Forced | 799.47 | 30.47 | SCE Gen
LECEF_1_UNITS | LOS ESTEROS ENERGY FACILITY AGGREGATE | Forced | 309.84 | 0 | PGAE South
LIVOAK_1_UNIT 1 | LIVE OAK LIMITED | Forced | 49.7 | 6.7 | PGAE South
LMBEPK_2_UNITA3 | Goose Haven Energy Center, Unit #1 | Forced | 47.4 | 0 | PGAE Gen
LMEC_1_PL1X3 | Los Medanos Energy Center AGGREGATE | Forced | 580 | 23 | PGAE Gen
LNCSTR_6_CREST | Lanacaster Aggregate Solar Resources | Forced | 5.5 | 0 | SCE Gen
LNCSTR_6_SOLAR2 | SEPV Sierra NGR | Forced | 2.75 | 1.55 | SCE Gen
LOCKFD_1_BEARCK | Bear Creek Solar | Forced | 1.5 | 0 | PGAE Gen
LOCKFD_1_KSOLAR | Kettleman Solar | Forced | 1 | 0 | PGAE South
LODI25_2_UNIT 1 | LODI GAS TURBINE | Forced | 25 | 4 | PGAE Gen
LODIEC_2_PL1X2 | Lodi Energy Center | Forced | 302.58 | 14.58 | PGAE Gen
MAGNLA_6_CERRITOS | Magnolia Power Plant Cerritos | Planned | 12 | 2 | SCE Gen
MAGNLA_6_COLTON | Magnolia Power Project | Planned | 12 | 2 | SCE Gen
MAGNLA_6_PASADENA | Magnolia Power Plant - PASADENA | Forced | 18 | 0 | SCE Gen
MALCHQ_7_UNIT 1 | MALACHA HYDRO L.P. | Forced | 32.5 | 0 | PGAE Gen
MALIN_5_GCPDDYN | Grant County Hydro Facilities | Forced | 125 | 0 | PGAE Gen
MARCPW_6_SOLAR1 | Maricopa West Solar PV | Forced | 20 | 2 | PGAE Gen
METEC_2_PL1X3 | Metcalf Energy Center | Forced | 593.16 | 29.16 | PGAE Gen
MIDWD_2_WIND2 | Coram Energy | Forced | 3 | 0 | SCE Gen
MIRLOM_2_MLBBTA | Mira Loma BESS A | Planned | 10 | 0 | SCE Gen
MIRLOM_2_MLBBTB | Mira Loma BESS B | Planned | 10 | 0 | SCE Gen
MOJAVW_2_SOLAR | Mojave West | Forced | 20 | 0 | SCE Gen
MONLTH_6_BATTRY | Tehachapi Storage Project | Forced | 7.99 | 3.99 | SCE Gen
MONLTH_6_BOREL | BOREL HYDRO UNITS 1-3 AGGREGATE | Forced | 11 | 11 | SCE Gen
MOORPK_2_CALABS | Calabasas Gas-to-Energy Facility | Forced | 6.96 | 4.46 | SCE Gen
MRCHNT_2_PL1X3 | Desert Star Energy Center | Forced | 494.58 | 264.58 | SDGE Gen
MSOLAR_2_SOLAR1 | Mesquite Solar 1 | Forced | 165 | 10.5 | SDGE Gen
MTWIND_1_UNIT 1 | Mountain View Power Project I | Planned | 44.4 | 6 | SCE Gen
MTWIND_1_UNIT 2 | Mountain View Power Project II | Planned | 22.2 | 3 | SCE Gen
NAROW1_2_UNIT | NARROWS PH 1 UNIT | Planned/Forced | 12 | 12 | PGAE North
NAROW2_2_UNIT | Narrows Powerhouse Unit 2 | Planned | 55 | 30 | PGAE North
NCPA_7_GP2UN3 | NCPA GEO PLANT 2 UNIT 3 | Forced | 42.42 | 42.42 | PGAE Gen
NGILAA_5_SDGDYN | NGILAA_5_SDGDYN | Forced | 57 | 6 | APS Gen
NGILAA_5_SDGDYN | NGILAA_5_SDGDYN | Forced | 57 | 6 | SDGE Gen
NWCSTL_7_UNIT 1 | NEWCASTLE HYDRO | Planned | 12 | 12 | PGAE Gen
OAK C_7_UNIT 1 | OAKLAND STATION C GT UNIT 1 | Forced | 55 | 1.5 | PGAE South
OAK C_7_UNIT 3 | OAKLAND STATION C GT UNIT 3 | Forced | 55 | 1 | PGAE South
OASIS_6_CREST | CREST Contracts | Forced | 13.5 | 0 | SCE Gen
OASIS_6_SOLAR2 | Oasis Solar | Forced | 20 | 0 | SCE Gen
OILFLD_7_QFUNTS | Nacimiento Hydroelectric Plant | Planned | 3.8 | 1.29 | PGAE South
OLDRIV_6_CESDBM | Ces Dairy Biogas | Forced | 1 | 0 | PGAE Gen
OLDRIV_6_LKVBM1 | Lakeview Dairy Biogas | Forced | 1 | 0 | PGAE Gen
OLINDA_2_COYCRK | MWD Coyote Creek Hydroelectric Recovery | Forced | 3.13 | 3.13 | SCE Gen
OLINDA_2_LNDFL2 | Brea Power II | Forced | 28.1 | 5.1 | SCE Gen
OMAR_2_UNIT 1 | KERN RIVER COGENERATION CO. UNIT 1 | Forced | 78 | 4.8 | SCE Gen
OMAR_2_UNIT 3 | KERN RIVER COGENERATION CO. UNIT 3 | Forced | 81.41 | 8.01 | SCE Gen
OTMESA_2_PL1X3 | OTAY MESA ENERGY CENTER | Forced | 603.68 | 42.68 | SDGE Gen
OXMTN_6_LNDFIL | Ox Mountain Landfill Generating Plant | Forced | 10.62 | 0 | PGAE South
PACLUM_6_UNIT | Humboldt Redwood | Forced | 28.8 | 6.8 | PGAE North
PADUA_2_ONTARO | ONTARIO/SIERRA HYDRO PSP | Planned | 1.92 | 0.42 | SCE Gen
PADUA_6_MWDSDM | San Dimas Hydroelectric Recovery Plant | Forced | 9.9 | 9.9 | SCE Gen
PALALT_7_COBUG | Cooperatively Owned Back Up Generator | Forced | 4.5 | 3.29 | PGAE Gen
PANSEA_1_PANARO | Mesa Wind Project | Planned/Forced | 30 | 30 | SCE Gen
PARDEB_6_UNITS | Pardee Power House | Forced | 30 | 30 | PGAE Gen
PINFLT_7_UNITS | PINE FLAT HYDRO AGGREGATE | Planned | 198.51 | 163.51 | PGAE Gen
PIOPIC_2_CTG1 | Pio Pico Unit 1 | Forced | 111.3 | 8.66 | SDGE Gen
PIOPIC_2_CTG2 | Pio Pico Unit 2 | Forced | 112.7 | 7.52 | SDGE Gen
PIOPIC_2_CTG3 | Pio Pico Unit 3 | Forced | 112 | 8.18 | SDGE Gen
PIT4_7_PL1X2 | PIT PH 4 UNITS 1 & 2 AGGREGATE | Planned | 95 | 0 | PGAE North
PIT6_7_UNIT 1 | PIT PH 6 UNIT 1 | Planned | 39 | 39 | PGAE North
PIT6_7_UNIT 2 | PIT PH 6 UNIT 2 | Planned | 40 | 40 | PGAE North
PIT7_7_UNIT 1 | PIT PH 7 UNIT 1 | Planned | 55.7 | 0 | PGAE North
PIT7_7_UNIT 2 | PIT PH 7 UNIT 2 | Planned/Forced | 54.6 | 54.6 | PGAE North
PNCHEG_2_PL1X4 | PANOCHE ENERGY CENTER (Aggregated) | Forced | 401 | 0 | PGAE Gen
PNCHPP_1_PL1X2 | Midway Peaking Aggregate | Forced | 119.91 | 0 | PGAE Gen
PNOCHE_1_PL1X2 | Panoche Peaker | Forced | 49.97 | 4.97 | PGAE South
POTTER_6_UNITS | Potter Valley | Forced | 10.1 | 4.8 | PGAE North
PRCTVY_1_MIGBT1 | Miguel BESS | Forced | 2 | 0 | SDGE Gen
PVERDE_5_SCEDYN | PVERDE_5_SCEDYN | Forced | 635 | 5 | SCE Gen
PWEST_1_UNIT | PACIFIC WEST 1 WIND GENERATION | Forced | 2.1 | 2.1 | SCE Gen
RAMON_2_SCEDYN | RAMON_2_SCEDYN | Forced | 106.18 | 42.18 | SCE Gen
RDWAY_1_CREST | CREST Contracts | Forced | 6.5 | 0 | SCE Gen
RECTOR_2_CREST | Rector Aggregate Solar Resources | Forced | 14 | 0 | SCE Gen
RECTOR_2_KAWEAH | KAWEAH PH 2 & 3 PSP AGGREGATE | Forced | 6.55 | 4.55 | SCE Gen
RECTOR_2_KAWH 1 | KAWEAH PH 1 UNIT 1 | Forced | 2.25 | 2.25 | SCE Gen
RECTOR_2_QF | Kaweah Unit 1 | Planned | 17 | 17 | SCE Gen
REDBLF_6_UNIT | RED BLUFF PEAKER PLANT | Forced | 44 | 11 | PGAE Gen
REDMAN_6_AVSSR1 | Antelope Valley Solar | Forced | 3 | 0 | SCE Gen
REDOND_7_UNIT 5 | REDONDO GEN STA. UNIT 5 | Forced | 178.87 | 178.87 | SCE Gen
REDOND_7_UNIT 8 | REDONDO GEN STA. UNIT 8 | Forced | 480 | 20 | SCE Gen
RENWD_1_QF | Renwind re-powering project | Forced | 10 | 1 | SCE Gen
RIOBRV_6_UNIT 1 | RIO BRAVO HYDRO | Forced | 14 | 0 | PGAE Gen
RNDSBG_1_HZASR1 | Hazel A | Forced | 2.99 | 0 | SCE Gen
ROSMDW_2_WIND1 | Pacific Wind - Phase 1 | Planned | 140 | 0 | SCE Gen
RTEDDY_2_SOLAR1 | Rosamond West Solar 1 | Forced | 54 | 16 | SCE Gen
RTEDDY_2_SOLAR2 | Rosamond West Solar 2 | Forced | 54 | 12 | SCE Gen
RTREE_2_WIND1 | Rising Tree 1 | Forced | 79.2 | 0 | SCE Gen
RTREE_2_WIND2 | Rising Tree 2 | Forced | 19.8 | 3.3 | SCE Gen
RTREE_2_WIND3 | Rising Tree 3 | Forced | 99 | 0 | SCE Gen
RVSIDE_2_RERCU3 | Riverside Energy Res. Ctr Unit 3 | Forced | 49 | 0 | SCE Gen
RVSIDE_2_RERCU4 | Riverside Energy Res. Ctr Unit 4 | Forced | 49 | 0 | SCE Gen
RVSIDE_6_RERCU1 | Riverside Energy Res. Ctr Unit 1 | Forced | 48.35 | 0 | SCE Gen
RVSIDE_6_RERCU2 | Riverside Energy Res. Ctr Unit 2 | Forced | 48.5 | 0 | SCE Gen
RVSIDE_6_SPRING | SPRINGS GENERATION PROJECT AGGREGATE | Forced | 36 | 0 | SCE Gen
SANTFG_7_UNITS | GEYSERS CALISTOGA AGGREGATE | Forced | 92.1 | 35.1 | PGAE Gen
SANWD_1_QF | San Gorgonio Farms Wind Farm | Planned | 31 | 0 | SCE Gen
SBERDO_2_PSP3 | Mountainview Gen Sta. Unit 3 | Forced | 555 | 13 | SCE Gen
SBERDO_2_PSP4 | Mountainview Gen Sta. Unit 4 | Forced | 555 | 13 | SCE Gen
SBERDO_2_SNTANA | SANTA ANA PSP | Planned | 6.95 | 6.95 | SCE Gen
SBERDO_6_MILLCK | MILL CREEK PSP | Planned/Forced | 3.93 | 3.13 | SCE Gen
SCEHOV_2_HOOVER | SCEHOV_2_HOOVER | Forced | 287.01 | 81.01 | SCE Gen
SCHNDR_1_WSTSDE | Westside Solar Station | Forced | 15 | 2 | PGAE Gen
SENTNL_2_CTG2 | Sentinel Unit 2 | Forced | 95.34 | 3.34 | SCE Gen
SENTNL_2_CTG4 | Sentinel Unit 4 | Forced | 102.47 | 10.47 | SCE Gen
SENTNL_2_CTG5 | Sentinel Unit 5 | Forced | 103.81 | 11.81 | SCE Gen
SENTNL_2_CTG6 | Sentinel Unit 6 | Forced | 100.99 | 6.99 | SCE Gen
SENTNL_2_CTG7 | Sentinel Unit 7 | Forced | 97.06 | 5.06 | SCE Gen
SENTNL_2_CTG8 | Sentinel Unit 8 | Forced | 101.8 | 7.8 | SCE Gen
SHUTLE_6_CREST | CREST Contracts | Forced | 4 | 0 | SCE Gen
SLSTR1_2_SOLAR1 | Solar Star 1 | Forced | 310 | 0 | SCE Gen
SLSTR2_2_SOLAR2 | Solar Star 2 | Forced | 276 | 0 | SCE Gen
SLUISP_2_UNITS | SAN LUIS (GIANELLI) PUMP-GEN (AGGREGATE) | Planned | 374.43 | 0 | PGAE Gen
SLYCRK_1_UNIT 1 | SLY CREEK HYDRO | Planned | 13 | 0 | PGAE North
SMUDGO_7_UNIT 1 | SONOMA POWER PLANT | Forced | 53 | 1 | PGAE Gen
SNCLRA_2_UNIT1 | New Indy Oxnard | Planned/Forced | 27.8 | 16.8 | SCE Gen
SNDBAR_7_UNIT 1 | SANDBAR | Forced | 16.2 | 0 | PGAE North
SOUTH_2_UNIT | SOUTH HYDRO | Planned | 7.1 | 7.1 | PGAE Gen
SPOINT_2_PARKERDYN | Southpoint Energy Center | Forced | 200 | 200 | SCE Gen
SPRGAP_1_UNIT 1 | SPRING GAP HYDRO | Planned/Forced | 7 | 7 | PGAE North
SPRGVL_2_TULE | TULE RIVER HYDRO PLANT (PG&E) | Forced | 6.4 | 6.4 | SCE Gen
SPRGVL_2_TULESC | TULE RIVER HYDRO PLANT (SCE) | Forced | 2.5 | 2.5 | SCE Gen
STROUD_6_SOLAR | Stroud Solar Station | Forced | 20 | 2 | PGAE South
STROUD_6_WWHSR1 | Winter Wheat Solar Farm | Forced | 1.5 | 0.3 | PG&E South
SUMWHT_6_SWSSR1 | Summer Wheat Solar Farm | Forced | 18.5 | 1.9 | PGAE Gen
SUNRIS_2_PL1X3 | Sunrise Power Project AGGREGATE II | Forced | 586.02 | 35.02 | PGAE Gen
SUNSET_2_UNITS | MIDWAY SUNSET COGENERATION PLANT | Forced | 248 | 31 | PGAE South
SWIFT_1_NAS | YERBA BUENA BATTERY | Forced | 4.8 | 2.8 | PGAE South
SYCAMR_2_UNIT 1 | Sycamore Cogeneration Unit 1 | Forced | 86 | 9.08 | SCE Gen
SYCAMR_2_UNIT 2 | Sycamore Cogeneration Unit 2 | Forced | 78 | 6 | SCE Gen
SYCAMR_2_UNIT 3 | Sycamore Cogeneration Unit 3 | Forced | 78 | 6 | SCE Gen
SYCAMR_2_UNIT 4 | Sycamore Cogeneration Unit 4 | Forced | 78 | 7 | SCE Gen
TERMEX_2_PL1X3 | TDM | Forced | 625 | 24 | SDGE Gen
TKOPWR_6_HYDRO | Bear Creek Hydroelectric Project | Planned/Forced | 2.83 | 2.83 | PGAE Gen
UKIAH_7_LAKEMN | UKIAH LAKE MENDOCINO HYDRO | Forced | 3.5 | 1 | PGAE Gen
ULTRCK_2_UNIT | Rio Bravo Rocklin | Forced | 24.4 | 8.39 | PGAE North
UNOCAL_1_UNITS | TOSCO (RODEO PLANT) | Forced | 49.85 | 0 | PGAE South
USWND2_1_WIND1 | Golden Hills A | Forced | 42.96 | 0 | PGAE Gen
USWND2_1_WIND2 | Golden Hills B | Forced | 42.96 | 0 | PGAE Gen
USWND2_1_WIND3 | Golden Hills C | Forced | 46 | 0 | PGAE Gen
USWNDR_2_LABWD1 | LaBrisa Wind Project | Forced | 9 | 0 | PGAE Gen
USWNDR_2_SMUD | SOLANO WIND FARM | Forced | 102.18 | 0.66 | PGAE Gen
USWNDR_2_SMUD2 | Solano Wind Project Phase 3 | Forced | 127.8 | 0 | PGAE Gen
USWPJR_2_UNITS | Vasco Wind | Forced | 78.2 | 3.2 | PGAE Gen
VACADX_1_NAS | VACA-DIXON BATTERY | Forced | 1.85 | 1.15 | PGAE North
VALLEY_5_PERRIS | MWD Perris Hydroelectric Recovery Plant | Forced | 7.94 | 7.94 | SCE Gen
VALLEY_5_REDMTN | MWD Red Mountain Hydroelectric Recovery | Forced | 5.9 | 5.9 | SCE Gen
VERNON_6_GONZL1 | H. Gonzales Unit #1 | Forced | 5.75 | 5.75 | SCE Gen
VERNON_6_MALBRG | Malburg Generating Station | Forced | 134 | 0 | SCE Gen
VESTAL_2_KERN | KERN RIVER PH 3 UNITS 1 & 2 AGGREGATE | Forced | 36.8 | 36.3 | SCE Gen
VICTOR_1_CREST | Victor Aggregate Solar Resources | Forced | 24.5 | 0 | SCE Gen
VICTOR_1_LVSLR1 | Lone Valley Solar Park 1 | Forced | 10 | 0 | SCE Gen
VICTOR_1_SOLAR2 | Alamo Solar | Forced | 20 | 0 | SCE Gen
VILLPK_2_VALLYV | MWD Valley View Hydroelectric Recovery P | Forced | 4.1 | 4.1 | SCE Gen
VOLTA_2_UNIT 1 | VOLTA HYDRO UNIT 1 | Planned | 9.1 | 9.1 | PGAE North
VOLTA_2_UNIT 2 | Volta Hydro Unit 2 | Planned | 1 | 1 | PGAE North
VOLTA_6_DIGHYD | Digger Creek Ranch Hydro | Forced | 0.6 | 0.6 | PGAE Gen
WALCRK_2_CTG1 | Walnut Creek Energy Park Unit 1 | Forced | 96.43 | 0 | SCE Gen
WALCRK_2_CTG2 | Walnut Creek Energy Park Unit 2 | Forced | 96.91 | 0 | SCE Gen
WALCRK_2_CTG3 | Walnut Creek Energy Park Unit 3 | Forced | 96.65 | 0 | SCE Gen
WALCRK_2_CTG4 | Walnut Creek Energy Park Unit 4 | Forced | 96.49 | 0 | SCE Gen
WALCRK_2_CTG5 | Walnut Creek Energy Park Unit 5 | Forced | 96.65 | 0 | SCE Gen
WDLEAF_7_UNIT 1 | WOODLEAF HYDRO | Planned | 60 | 0 | PGAE North
WHEATL_6_LNDFIL | G2 ENERGY, OSTROM ROAD LLC | Forced | 3.55 | 0.45 | PGAE Gen
WHTWTR_1_WINDA1 | Whitewater Hill Wind Project | Forced | 61.5 | 26.5 | SCE Gen
WISE_1_UNIT 2 | WISE HYDRO UNIT 2 | Forced | 3.2 | 3.2 | PGAE North
WISHON_6_UNITS | Wishon/San Joaquin #1-A AGGREGATE | Planned | 18.4 | 18.4 | PGAE Gen
WLDWD_1_SOLAR1 | Wildwood Solar I | Forced | 20 | 0 | PGAE Gen
WLDWD_1_SOLAR2 | Wildwood Solar 2 | Forced | 15 | 0 | PGAE Gen
WNDMAS_2_UNIT 1 | BUENA VISTA ENERGY, LLC | Forced | 38 | 0 | PGAE Gen
WOLFSK_1_UNITA1 | Wolfskill Energy Center | Forced | 46.9 | 0.9 | PGAE Gen
WRGHTP_7_AMENGY | SMALL QF AGGREGATION - LOS BANOS | Forced | 2.5 | 1.5 | PGAE Gen
YUBACT_6_UNITA1 | Yuba City Energy Center (Calpine) | Forced | 47.6 | 3.6 | PGAE North
ZOND_6_UNIT | ZOND WINDSYSTEMS INC. | Forced | 17.1 | 17.1 | PGAE Gen
HARDWK_6_STWBM1 | Still Water Ranch Dairy | Forced | 1 | 0.2
MALIN_5_HERMDYN | MALIN_5_HERMDYN | Forced | 308 | 308
VOLTA_7_PONHY1 | VOLTA_7_PONHY1 | Forced | 1.25 | 1.25
Outage Summary
Zone Name | Number Of Outages |  | MW's
| Planned | Forced | Limitation | Shutdown
APS Gen | 0 | 1 | 6 | 0
PG&E South | 0 | 2 | 0.3 | 0
PGAE Gen | 22 | 115 | 975.92 | 664.39
PGAE North | 27 | 23 | 97.33 | 288.76
PGAE South | 1 | 42 | 230.11 | 37.3
SCE Gen | 23 | 176 | 951.88 | 1381.73
SDGE Gen | 5 | 22 | 481.62 | 0
| 0 | 3 | 0.2 | 309.25
Total | 78 | 384 | 2743.36 | 2681.43
Report Generated on:
08/14/2020 08:31:37 (PPT)
Filtered Parameters:
Date = 08/15/2020
Resource = ALL
Area = ALL
States = ALL
Outage Origin = CAISO
System conditions are dynamic and may change, affecting the accuracy of this report. This report includes all outages, curtailments and temporary operating constraints reflecting normal operations that are effective at the time of the report. Because outages may overlap or may not all be simultaneously in effect at the time of this report, Other real-time reports may indicate a different total outage/curtailment than this report. This report reflects the best available data at the date and time of the report. It is a snapshot of conditions existing at the time the report was posted. This report is initiated once daily 1515 Pacific Time.
The content of these pages is subject to change without notice. Decisions based on information contained within the California ISO web site are the visitor's sole responsibility.
MALIN_5_HERMDYN | MALIN_5_HERMDYN | Forced | 308 | 308
VOLTA_7_PONHY1 | VOLTA_7_PONHY1 | Forced | 1.25 | 1.25
Outage Summary
Zone Name | Number Of Outages |  | MW's
| Planned | Forced | Limitation | Shutdown
APS Gen | 0 | 2 | 91 | 0
PG&E South | 0 | 2 | 0.3 | 0
PGAE Gen | 20 | 128 | 1471.49 | 636.89
PGAE North | 26 | 24 | 133.66 | 235.51
PGAE South | 1 | 51 | 300.29 | 37.3
SCE Gen | 24 | 193 | 1386.66 | 1381.73
SDGE Gen | 5 | 26 | 506.08 | 0
| 0 | 3 | 0.2 | 309.25
Total | 76 | 429 | 3889.68 | 2600.68
Report Generated on:
08/15/2020 08:30:00 (PPT)
Filtered Parameters:
Date = 08/16/2020
Resource = ALL
Area = ALL
States = ALL
Outage Origin = CAISO
System conditions are dynamic and may change, affecting the accuracy of this report. This report includes all outages, curtailments and temporary operating constraints reflecting normal operations that are effective at the time of the report. Because outages may overlap or may not all be simultaneously in effect at the time of this report, Other real-time reports may indicate a different total outage/curtailment than this report. This report reflects the best available data at the date and time of the report. It is a snapshot of conditions existing at the time the report was posted. This report is initiated once daily 1515 Pacific Time.
The content of these pages is subject to change without notice. Decisions based on information contained within the California ISO web site are the visitor's sole responsibility.

## MasterGen
CLASSIFICATION | QF | RESOURCE_AGG_TYPE | PARENT_RESOURCE_ID | RESOURCE_ID | RESOURCE_TYPE | GEN_UNIT_NAME | NET_DEPENDABLE_CAPACITY | NAMEPLATE_CAPACITY | PTO_AREA | OWNER_OR_QF | UNIT_TYPE | ENERGY_SOURCE | ZONE | COD | RIVER_SYSTEM | BAA_ID | UDC
Participating Unit | N | N |  | 7STDRD_1_SOLAR1 | GEN | Shafter Solar | 20 | 20 | PGAE | Shafter Solar, LLC | PHOTO VOLTAIC | SUN | ZP26 | 42159 |  | CISO | PGAE
Participating Unit | N | N |  | ACACIA_6_SOLAR | GEN | West Antelope Solar | 20 | 20 | SCE | TA-ACACIA, LLC | PHOTO VOLTAIC | SUN | SP15 | 41956 |  | CISO | SCE
Participating Unit | N | N |  | ADERA_1_SOLAR1 | GEN | Adera Solar | 20 | 20 | PGAE | Adera Solar, LLC | PHOTO VOLTAIC | SUN | NP15 | 42361 |  | CISO | PGAE
Participating Unit | N | N |  | ADLIN_1_UNITS | GEN | GEYSERS AIDLIN AGGREGATE | 22 | 23 | PGAE | Geysers Power Company, LLC | STEAM | GEOTHERMAL | NP15 |  |  | CISO | PGAE
Participating Unit | N | N |  | ADMEST_6_SOLAR | GEN | Adams East | 19 | 19 | PGAE | RE Adams East, LLC | PHOTO VOLTAIC | SUN | NP15 | 41986 |  | CISO | PGAE
Participating Unit | N | N |  | ADOBEE_1_SOLAR | GEN | Adobe Solar | 20 | 20 | PGAE | Adobe Solar, LLC | PHOTO VOLTAIC | SUN | ZP26 | 41780 |  | CISO | PGAE
Participating Unit | N | N |  | AGCANA_X_HOOVER | TG | Hoover Power Plant | 40 |  | SCE | MEAD230 | HYDRO | WATER | SP15 | 43367 |  | WALC | SCE
Participating Unit | N | Y | AGRICO_6_PL3N5 | AGRICO_6_PL3N5 | GEN | Fresno Peaker | 22.69 |  | PGAE | Fresno Cogeneration Partners, LP | COMBUSTION TURBINE | NATURAL GAS | NP15 | 38959 |  | CISO | PGAE
Non-Participating | N | Y | AGRICO_6_PL3N5 | AGRICO_6_UNIT 3 | GEN | Fresno Peaker AG PL3N5 ICE5 | 21 | 21 |  | Fresno Cogeneration Partners, LP | COMBUSTION TURBINE | NATURAL GAS | NP15 |  |  | CISO
Participating Unit | N | Y | AGRICO_7_UNIT | AGRICO_7_UNIT | GEN | Fresno Cogen | 50.6 |  | PGAE | Fresno Cogeneration Partners, LP | COMBINED CYCLE | NATURAL GAS | NP15 | 36892 |  | CISO | PGAE
Non-Participating | N | Y | AGRICO_7_UNIT | AGRICO_7_UNIT 2 | GEN | Fresno Cogen STG Unit 2 | 7.5 | 7.5 |  | Fresno Cogeneration Partners, LP | STEAM | HEAT RECOVERY | NP15 |  |  | CISO
Non-Participating | N | Y | AGRICO_7_UNIT | AGRICO_7_UNIT 4 | GEN | Fresno Cogen GT Unit 4 | 46.5 | 46.5 |  | Fresno Cogeneration Partners, LP | COMBUSTION TURBINE | NATURAL GAS | NP15 |  |  | CISO
Participating Unit | N | N |  | AGUCAL_5_SOLAR1 | GEN | Agua Caliente Solar | 290 | 290 | SDGE | Agua Caliente Solar, LLC | PHOTO VOLTAIC | SUN | SP15 | 41800 |  | CISO | SDGE
Participating Unit | N | N |  | AKINGS_6_AMESR1 | GEN | American Kings Solar | 123 | 123 | PGAE | American Kings Solar, LLC | PHOTO VOLTAIC | SUN | NP15 |  |  | CISO | PGAE
Participating Unit | N | Y | ALAMIT_2_PL1X3 | ALAMIT_2_PL1X3 | GEN | Alamitos Energy Center Unit 7 | 674.7 |  | SCE | AES Alamitos Energy LLC | COMBINED CYCLE | NATURAL GAS | SP15 | 43867 |  | CISO | SCE
Non-Participating | N | Y | ALAMIT_2_PL1X3 | ALAMIT_7_CTG1A | GEN | ALAMIT_7_CTG1A | 234.5 | 234.5 |  | AES Alamitos Energy LLC | COMBINED CYCLE | NATURAL GAS | SP15 |  |  | CISO
Non-Participating | N | Y | ALAMIT_2_PL1X3 | ALAMIT_7_CTG1B | GEN | ALAMIT_7_CTG1B | 234.5 | 234.5 |  | AES Alamitos Energy LLC | COMBINED CYCLE | NATURAL GAS | SP15 |  |  | CISO
Non-Participating | N | Y | ALAMIT_2_PL1X3 | ALAMIT_7_STG1S | GEN | ALAMIT_7_STG1S | 241.5 | 241.5 |  | AES Alamitos Energy LLC | COMBINED CYCLE | NATURAL GAS | SP15 |  |  | CISO
Participating Unit | N | N |  | ALAMIT_7_UNIT 3 | GEN | ALAMITOS GEN STA. UNIT 3 | 321.4 | 322 | SCE | AES Alamitos | STEAM | NATURAL GAS | SP15 | 22282 |  | CISO | SCE
Participating Unit | N | N |  | ALAMIT_7_UNIT 4 | GEN | ALAMITOS GEN STA. UNIT 4 | 335.67 | 320 | SCE | AES Alamitos | STEAM | NATURAL GAS | SP15 | 22647 |  | CISO | SCE
Participating Unit | N | N |  | ALAMIT_7_UNIT 5 | GEN | ALAMITOS GEN STA. UNIT 5 | 480 | 482 | SCE | AES Alamitos | STEAM | NATURAL GAS | SP15 | 36161 |  | CISO | SCE
Participating Unit | N | N |  | ALAMO_6_UNIT | GEN | ALAMO POWER PLANT | 17 | 18 | SCE | California Dept. of Water Resources | HYDRO | WATER | SP15 | 31413 |  | CISO | CWRS
Participating Unit | N | N |  | ALHMBR_1_ALHSLR | TG | SG Alhambra | 50 | 50 | SDGE | IVLY2 | PHOTO VOLTAIC | SUN | SP15 | 42245 |  | IID | SDGE
Participating Unit | Y | N |  | ALLGNY_6_HYDRO1 | GEN | Salmon Creek Hydroelectric Project | 0.52 | 0.6 | PGAE | Salmon Creek Hydroelectric Company, LLC | HYDRO | WATER | NP15 | 41976 |  | CISO | PGAE
Participating Unit | N | N |  | ALMEGT_1_UNIT 1 | GEN | ALAMEDA GT UNIT 1 | 25 | 25.4 | PGAE | NCPA (MSS Agreement - S14) | COMBUSTION TURBINE | NATURAL GAS | NP15 | 31413 |  | CISO | NCPA
Participating Unit | N | N |  | ALMEGT_1_UNIT 2 | GEN | ALAMEDA GT UNIT 2 | 25 | 25.4 | PGAE | NCPA (MSS Agreement - S14) | COMBUSTION TURBINE | NATURAL GAS | NP15 | 31413 |  | CISO | NCPA
Participating Unit | N | N |  | ALPSLR_1_NTHSLR | GEN | Alpaugh North, LLC | 20 | 20 | PGAE | Alpaugh North, LLC | PHOTO VOLTAIC | SUN | ZP26 | 41341 |  | CISO | PGAE
Participating Unit | N | N |  | ALPSLR_1_SPSSLR | GEN | Alpaugh 50 LLC | 50 | 50 | PGAE | Alpaugh 50, LLC | PHOTO VOLTAIC | SUN | ZP26 | 41341 |  | CISO | PGAE
Participating Unit | N | N |  | ALT6DN_2_WIND7 | GEN | Pinyon Pines 1 | 168 | 168 | SCE | Alta Interconnection Management III, LLC | WIND | WIND | SP15 | 41275 |  | CISO | SCE
Participating Unit | N | N |  | ALT6DS_2_WIND9 | GEN | Pinyon Pines 2 | 132 | 132 | SCE | Alta Interconnection Management II, LLC | WIND | WIND | SP15 | 41275 |  | CISO | SCE
Participating Unit | N | N |  | ALTA3A_2_CPCE4 | GEN | Alta Wind 4 | 102 | 102 | SCE | Alta Interconnection Management II, LLC | WIND | WIND | SP15 | 40614 |  | CISO | SCE
Participating Unit | N | N |  | ALTA3A_2_CPCE5 | GEN | Alta Wind 5 | 168 | 168 | SCE | Alta Interconnection Management II, LLC | WIND | WIND | SP15 | 40654 |  | CISO | SCE
Participating Unit | N | N |  | ALTA3A_2_CPCE8 | GEN | Alta Wind 8 | 150 | 150 | SCE | Alta Interconnection Management II, LLC | WIND | WIND | SP15 | 40940 |  | CISO | SCE
Participating Unit | N | N |  | ALTA4A_2_CPCW1 | GEN | Alta Wind 1 | 150 | 150 | SCE | Alta Interconnection Management, LLC | WIND | WIND | SP15 | 40541 |  | CISO | SCE
Participating Unit | N | N |  | ALTA4B_2_CPCW2 | GEN | Alta Wind 2 | 150 | 150 | SCE | Alta Interconnection Management, LLC | WIND | WIND | SP15 | 40541 |  | CISO | SCE
Participating Unit | N | N |  | ALTA4B_2_CPCW3 | GEN | Alta Wind 3 | 150 | 150 | SCE | Alta Interconnection Management, LLC | WIND | WIND | SP15 | 40586 |  | CISO | SCE
Participating Unit | N | N |  | ALTA4B_2_CPCW6 | GEN | Mustang Hills | 150 | 150 | SCE | Alta Interconnection Management, LLC | WIND | WIND | SP15 | 41038 |  | CISO | SCE
Participating Unit | N | N |  | ALTA6B_2_WIND11 | GEN | Alta Wind 11 | 90 | 90 | SCE | Alta Interconnection Management III, LLC | WIND | WIND | SP15 | 41711 |  | CISO | SCE
Participating Unit | N | N |  | ALTA6E_2_WIND10 | GEN | Alta Wind 10 | 138 | 138 | SCE | Alta Interconnection Management III, LLC | WIND | WIND | SP15 | 41711 |  | CISO | SCE
Participating Unit | Y | N |  | ALTWD_1_QF | GEN | Altwind | 28.84 | 47.1 | SCE | Difwind Farms Limited I,II, V. VPI Enterprises Inc,San Gorgonio Westwinds II LLC | WIND | WIND | SP15 | 42438 |  | CISO | SCE
Participating Unit | N | N |  | ANAHM_2_CANYN1 | GEN | CANYON POWER PLANT UNIT 1 | 49.4 | 71.2 | SCE | City of Anaheim (MSS Agreement - S14) | COMBUSTION TURBINE | NATURAL GAS | SP15 | 40802 |  | CISO | ANHM
Participating Unit | N | N |  | ANAHM_2_CANYN2 | GEN | CANYON POWER PLANT UNIT 2 | 49.4 | 71.2 | SCE | City of Anaheim (MSS Agreement - S14) | COMBUSTION TURBINE | NATURAL GAS | SP15 | 40802 |  | CISO | ANHM
Participating Unit | N | N |  | ANAHM_2_CANYN3 | GEN | CANYON POWER PLANT UNIT 3 | 49.4 | 71.2 | SCE | City of Anaheim (MSS Agreement - S14) | COMBUSTION TURBINE | NATURAL GAS | SP15 | 40754 |  | CISO | ANHM
Participating Unit | N | N |  | ANAHM_2_CANYN4 | GEN | CANYON POWER PLANT UNIT 4 | 49.4 | 71.2 | SCE | City of Anaheim (MSS Agreement - S14) | COMBUSTION TURBINE | NATURAL GAS | SP15 | 40754 |  | CISO | ANHM
Participating Unit | Y | Y | ANTLPE_2_QF | ANTLPE_2_QF | GEN | ANTELOPE QFS | 4 |  | SCE | Southern California Edison Company | OTHER | OTHER | SP15 | 29952 |  | CISO | SCE
Participating Unit | N | N |  | ANZA_6_SOLAR1 | TG | Seville Solar One | 20 | 20 | SDGE | IVLY2 | PHOTO VOLTAIC | SUN | SP15 | 42368 |  | IID | SDGE
Participating Unit | N | N |  | APLHIL_1_SFKHY1 | GEN | South Fork Powerhouse | 2.68 | 2.7 | PGAE | Sacramento Municipal Utility District | HYDRO | WATER | NP15 |  |  | CISO | PGAE
Participating Unit | N | N |  | APLHIL_1_SLABCK | GEN | SLAB CREEK HYDRO | 1 | 0.4 | PGAE | SMUD ICAOA | HYDRO | WATER | NP15 |  |  | CISO | PGAE
Participating Unit | N | N |  | ARBWD_6_QF | GEN | Wind Resource II | 19.95 | 21.8 | SCE | CalWind Resources, Incorporated | WIND | WIND | SP15 | 41411 |  | CISO | SCE
Participating Unit | N | N |  | ARCOGN_2_UNITS | GEN | WATSON COGENERATION | 416.6 | 416.6 | SCE | Watson Cogernation Company | COMBINED CYCLE | NATURAL GAS | SP15 | 32115 |  | CISO | SCE
Participating Unit | N | N |  | ARKANS_1_ARKSLR | TG | SG Arkansas | 50 | 50 | SDGE | IVLY2 | PHOTO VOLTAIC | SUN | SP15 | 42245 |  | IID | SDGE
Participating Unit | N | N |  | ARLINT_5_SCEDYN | TG | Arlington Valley CC | 565 |  | SCE | PVWEST | COMBINED CYCLE | NATURAL GAS | SP15 |  |  | AZPS | SCE
Participating Unit | N | N |  | ARLVAL_5_SOLAR | TG | Arlington Valley Solar Energy II | 127 | 127 | SDGE | PVWEST | PHOTO VOLTAIC | SUN | SP15 | 41575 |  | SRP | SDGE
Participating Unit | N | N |  | ARVINN_6_ORION1 | GEN | Orion 1 Solar | 12 | 12 | PGAE | Orion Solar I, LLC; Orion Solar II, LLC | PHOTO VOLTAIC | SUN | ZP26 | 41816 |  | CISO | PGAE
Participating Unit | N | N |  | ARVINN_6_ORION2 | GEN | Orion 2 Solar | 8 | 8 | PGAE | Orion Solar II, LLC | PHOTO VOLTAIC | SUN | ZP26 | 41816 |  | CISO | PGAE
Participating Unit | N | N |  | ASTORA_2_SOLAR1 | GEN | Astoria 1 | 100 | 100 | SCE | RE Astoria LLC | PHOTO VOLTAIC | SUN | SP15 | 42661 |  | CISO | SCE
Participating Unit | N | N |  | ASTORA_2_SOLAR2 | GEN | Astoria 2 | 75 | 75 | SCE | RE Astoria 2 LLC | PHOTO VOLTAIC | SUN | SP15 | 42674 |  | CISO | SCE
Participating Unit | N | N |  | ATWEL2_1_SOLAR1 | GEN | Atwell West | 20 | 20 | PGAE | CED Atwell Island West, LLC | PHOTO VOLTAIC | SUN | ZP26 | 42166 |  | CISO | PGAE
Participating Unit | N | N |  | ATWELL_1_SOLAR | GEN | Atwell Island PV Solar Generating Faci. | 20 | 20 | PGAE | SPS Atwell Island, LLC | PHOTO VOLTAIC | SUN | ZP26 | 41341 |  | CISO | PGAE
Participating Unit | N | N |  | AVENAL_6_AVPARK | GEN | Avenal Park Solar Project | 6 | 6 | PGAE | Avenal Park LLC | PHOTO VOLTAIC | SUN | ZP26 | 40760 |  | CISO | PGAE
Participating Unit | N | N |  | AVENAL_6_AVSLR1 | GEN | Avenal Solar 1 | 7.9 | 7.9 | PGAE | CED Avenal Solar, LLC | PHOTO VOLTAIC | SUN | ZP26 | 42763 |  | CISO | PGAE
Participating Unit | N | N |  | AVENAL_6_AVSLR2 | GEN | Avenal Solar 2 | 7.9 | 7.9 | PGAE | CED Avenal Solar, LLC | PHOTO VOLTAIC | SUN | ZP26 | 42763 |  | CISO | PGAE
Participating Unit | N | N |  | AVENAL_6_SANDDG | GEN | Sand Drag Solar Project | 19 | 19 | PGAE | Sand Drag LLC | PHOTO VOLTAIC | SUN | ZP26 | 40760 |  | CISO | PGAE
Participating Unit | N | N |  | AVENAL_6_SUNCTY | GEN | Sun City Solar Project | 20 | 20 | PGAE | Sun City LLC | PHOTO VOLTAIC | SUN | ZP26 | 40760 |  | CISO | PGAE
Participating Unit | N | N |  | AVSOLR_2_SOLAR | GEN | AV SOLAR RANCH 1 | 241.5 | 250 | SCE | AV SOLAR RANCH 1, LLC | PHOTO VOLTAIC | SUN | SP15 | 41809 |  | CISO | SCE
Participating Unit | N | N |  | BALCHS_7_UNIT 1 | GEN | BALCH 1 PH UNIT 1 | 31 | 34 | PGAE | Pacific Gas & Electric Company | HYDRO | WATER | NP15 | 9863 |  | CISO | PGAE
Participating Unit | N | N |  | BALCHS_7_UNIT 2 | GEN | BALCH 2 PH UNIT 2 | 52.5 | 52.5 | PGAE | Pacific Gas & Electric Company | HYDRO | WATER | NP15 | 21186 |  | CISO | PGAE
Participating Unit | N | N |  | BALCHS_7_UNIT 3 | GEN | BALCH 2 PH UNIT 3 | 54.6 | 54.6 | PGAE | Pacific Gas & Electric Company | HYDRO | WATER | NP15 | 21186 |  | CISO | PGAE
Participating Unit | N | N |  | BANGOR_6_HYDRO | GEN | Virginia Ranch Dam Powerplant | 1 | 1 | PGAE | Browns Valley Irrigation District (BVID) | HYDRO | WATER | NP15 | 41074 |  | CISO | PGAE
Participating Unit | N | N |  | BANKPP_2_NSPIN | GEN | BANKPP_2_NSPIN | 270 | 270 | PGAE |  | PUMP | WATER | NP15 |  |  | CISO | CWRP
Participating Unit | Y | N |  | BARRE_2_QF | GEN | BARRE QFS | 0.2 | 0.2 | SCE | Southern California Edison Company | OTHER | OTHER | SP15 | 34335 |  | CISO | SCE
Participating Unit | N | N |  | BARRE_6_PEAKER | GEN | Barre Peaker | 47 | 59 | SCE | Southern California Edison Company | COMBUSTION TURBINE | NATURAL GAS | SP15 | 39345 |  | CISO | SCE
Participating Unit | N | N |  | BASICE_2_UNITS | GEN | King City Cogen | 120 | 120 | PGAE | Calpine King City Cogen | COMBINED CYCLE | NATURAL GAS | NP15 | 32581 |  | CISO | PGAE
Participating Unit | N | N |  | BCTSYS_5_PWXDYN | TG | BCTSYS_5_PWXDYN | 428 |  | PGAE | MALIN500 |  | WATER | NP15 |  |  | BPAT | PGAE
Participating Unit | N | N |  | BDGRCK_1_UNITS | GEN | BADGER CREEK LIMITED | 48.08 | 55.3 | PGAE | Badger Creek Limited | COMBUSTION TURBINE | NATURAL GAS | ZP26 | 33329 |  | CISO | PGAE
Participating Unit | N | N |  | BEARDS_7_UNIT 1 | GEN | Beardsley Hydro | 11.5 | 11.5 | PGAE | City of Santa Clara DBA Silicon Valley Power (MSS Agreement - S14) | HYDRO | WATER | NP15 | 20821 |  | CISO | NCPA
Participating Unit | N | N |  | BEARMT_1_UNIT | GEN | Bear Mountain Limited | 49.21 | 48.1 | PGAE | Bear Mountain Limited | COMBUSTION TURBINE | NATURAL GAS | ZP26 | 34792 |  | CISO | PGAE
Participating Unit | N | N |  | BEJNLS_5_BV2SCEDYN | TG | Broadview 2 | 167 |  | SCE | WILLOWBEACH | WIND | WIND | SP15 | 42762 |  | AZPS | SCE
Participating Unit | N | N |  | BEKWJS_5_BV1SCEDYN | TG | Broadview 1 | 130 |  | SCE | WILLOWBEACH | WIND | WIND | SP15 | 42762 |  | AZPS | SCE
Participating Unit | N | N |  | BELDEN_7_UNIT 1 | GEN | BELDEN HYDRO | 119 | 119 | PGAE | Pacific Gas & Electric Company | HYDRO | WATER | NP15 | 25204 |  | CISO | PGAE
Non-Participating | N | Y | BIGCRK_2_EXESWD | BGCRK1_7_PORTAL | GEN | PORTAL HYDRO | 10.8 | 10.8 |  | Southern California Edison Company | HYDRO | WATER | SP15 |  |  | CISO
Non-Participating | N | Y | BIGCRK_2_EXESWD | BGCRK1_7_UNIT 1 | GEN | BIG CREEK PH 1 UNIT 1 | 19.8 | 19.8 |  | Southern California Edison Company | HYDRO | WATER | SP15 |  |  | CISO
Non-Participating | N | Y | BIGCRK_2_EXESWD | BGCRK1_7_UNIT 2 | GEN | BIG CREEK PH 1 UNIT 2 | 15.8 | 15.8 |  | Southern California Edison Company | HYDRO | WATER | SP15 |  |  | CISO
Non-Participating | N | Y | BIGCRK_2_EXESWD | BGCRK1_7_UNIT 3 | GEN | BIG CREEK PH 1 UNIT 3 | 21.6 | 21.6 |  | Southern California Edison Company | HYDRO | WATER | SP15 |  |  | CISO
Non-Participating | N | Y | BIGCRK_2_EXESWD | BGCRK1_7_UNIT 4 | GEN | BIG CREEK PH 1 UNIT 4 | 31.2 | 31.2 |  | Southern California Edison Company | HYDRO | WATER | SP15 |  |  | CISO
Non-Participating | N | Y | BIGCRK_2_EXESWD | BGCRK2_7_UNIT 1 | GEN | BIG CREEK PH 2 UNIT 1 | 55 | 55 |  | Southern California Edison Company | HYDRO | WATER | SP15 |  |  | CISO
Non-Participating | N | Y | BIGCRK_2_EXESWD | BGCRK2_7_UNIT 2 | GEN | BIG CREEK PH 2 UNIT 2 | 55 | 55 |  | Southern California Edison Company | HYDRO | WATER | SP15 |  |  | CISO
Non-Participating | N | Y | BIGCRK_2_EXESWD | BGCRK2_7_UNIT 3 | GEN | BIG CREEK PH 2 UNIT 3 | 15.8 | 15.8 |  | Southern California Edison Company | HYDRO | WATER | SP15 |  |  | CISO
Non-Participating | N | Y | BIGCRK_2_EXESWD | BGCRK2_7_UNIT 4 | GEN | BIG CREEK PH 2 UNIT 4 | 15.8 | 15.8 |  | Southern California Edison Company | HYDRO | WATER | SP15 |  |  | CISO
Non-Participating | N | Y | BIGCRK_2_EXESWD | BGCRK2_7_UNIT 5 | GEN | BIG CREEK PH 2 UNIT 5 | 17.5 | 17.5 |  | Southern California Edison Company | HYDRO | WATER | SP15 |  |  | CISO
Non-Participating | N | Y | BIGCRK_2_EXESWD | BGCRK2_7_UNIT 6 | GEN | BIG CREEK PH 2 UNIT 6 | 17.5 | 17.5 |  | Southern California Edison Company | HYDRO | WATER | SP15 |  |  | CISO
Non-Participating | N | Y | BIGCRK_2_EXESWD | BGCRK3_7_UNIT 1 | GEN | BIG CREEK PH 3 UNIT 1 | 34 | 34 |  | Southern California Edison Company | HYDRO | WATER | SP15 |  |  | CISO
Non-Participating | N | Y | BIGCRK_2_EXESWD | BGCRK3_7_UNIT 2 | GEN | BIG CREEK PH 3 UNIT 2 | 34 | 34 |  | Southern California Edison Company | HYDRO | WATER | SP15 |  |  | CISO
Non-Participating | N | Y | BIGCRK_2_EXESWD | BGCRK3_7_UNIT 3 | GEN | BIG CREEK PH 3 UNIT 3 | 34 | 34 |  | Southern California Edison Company | HYDRO | WATER | SP15 |  |  | CISO
Non-Participating | N | Y | BIGCRK_2_EXESWD | BGCRK3_7_UNIT 4 | GEN | BIG CREEK PH 3 UNIT 4 | 36 | 36 |  | Southern California Edison Company | HYDRO | WATER | SP15 |  |  | CISO
Non-Participating | N | Y | BIGCRK_2_EXESWD | BGCRK3_7_UNIT 5 | GEN | BIG CREEK PH 3 UNIT 5 | 36.5 | 36.5 |  | Southern California Edison Company | HYDRO | WATER | SP15 |  |  | CISO
Non-Participating | N | Y | BIGCRK_2_EXESWD | BGCRK4_7_UNIT 1 | GEN | BIG CREEK PH 4 UNIT 1 | 50 | 50 |  | Southern California Edison Company | HYDRO | WATER | SP15 |  |  | CISO
Non-Participating | N | Y | BIGCRK_2_EXESWD | BGCRK4_7_UNIT 2 | GEN | BIG CREEK PH 4 UNIT 2 | 50 | 50 |  | Southern California Edison Company | HYDRO | WATER | SP15 |  |  | CISO
Non-Participating | N | Y | BIGCRK_2_EXESWD | BGCRK8_7_UNIT 1 | GEN | BIG CREEK PH 8 UNIT 1 | 30 | 30 |  | Southern California Edison Company | HYDRO | WATER | SP15 |  |  | CISO
Non-Participating | N | Y | BIGCRK_2_EXESWD | BGCRK8_7_UNIT 2 | GEN | BIG CREEK PH 8 UNIT 2 | 45 | 45 |  | Southern California Edison Company | HYDRO | WATER | SP15 |  |  | CISO
Participating Unit | N | N |  | BGSKYN_2_AS2SR1 | GEN | Antelope Solar 2 | 105 | 105 | SCE | Antelope Expansion 2, LLC | PHOTO VOLTAIC | SUN | SP15 | 43452 |  | CISO | SCE
Participating Unit | N | N |  | BGSKYN_2_ASPSR2 | GEN | Antelope Solar 2 San Pablo | 100 | 100 | SCE | San Pablo Raceway, LLC | PHOTO VOLTAIC | SUN | SP15 | 43680 |  | CISO | SCE
Participating Unit | N | N |  | BGSKYN_2_BS3SR3 | GEN | Big Sky Solar 3 | 20 | 20 | SCE | Antelope DSR3, LLC | PHOTO VOLTAIC | SUN | SP15 | 43722 |  | CISO | SCE
Participating Unit | N | Y | BIGCRK_2_EXESWD | BIGCRK_2_EXESWD | GEN | BIG CREEK HYDRO PROJECT PSP | 820 |  | SCE | Southern California Edison Company | HYDRO | WATER | SP15 | 4750 |  | CISO | SCE
Participating Unit | N | N |  | BIGCRK_7_DAM7 | GEN | DAM 7 AT BIG CREEK (FISHWATER GEN) | 0.3 | 0.3 | SCE | Southern California Edison Company | HYDRO | WATER | SP15 | 31413 |  | CISO | SCE
Participating Unit | N | N |  | BIGCRK_7_MAMRES | GEN | MAMMOTH POOL RESERVOIR (FISHWATER | 1.25 | 1.3 | SCE | Southern California Edison Company | HYDRO | WATER | SP15 |  |  | CISO | SCE
Participating Unit |  | N |  | BIGSKY_2_BSKSR6 | GEN | Big Sky Solar 6 | 20 | 20 | SCE | Bayshore Solar A, LLC | PHOTO VOLTAIC | SUN | SP15 | 43077 |  | CISO | SCE
Participating Unit | N | N |  | BIGSKY_2_BSKSR7 | GEN | Big Sky Solar 7 | 20 | 20 | SCE | Bayshore Solar B, LLC | PHOTO VOLTAIC | SUN | SP15 | 43077 |  | CISO | SCE
Participating Unit | N | N |  | BIGSKY_2_BSKSR8 | GEN | Big Sky Solar 8 | 20 | 20 | SCE | Bayshore Solar C, LLC | PHOTO VOLTAIC | SUN | SP15 | 43077 |  | CISO | SCE
Participating Unit | N | N |  | BIGSKY_2_SOLAR1 | GEN | Antelope Big Sky Ranch | 20 | 20 | SCE | Antelope Big Sky Ranch LLC | PHOTO VOLTAIC | SUN | SP15 | 42601 |  | CISO | SCE
Participating Unit | N | N |  | BIGSKY_2_SOLAR2 | GEN | Big Sky Solar 4 | 40 | 40 | SCE | Elevation Solar C LLC | PHOTO VOLTAIC | SUN | SP15 | 42707 |  | CISO | SCE
Participating Unit | N | N |  | BIGSKY_2_SOLAR3 | GEN | Big Sky Summer | 20 | 20 | SCE | Summer Solar LLC | PHOTO VOLTAIC | SUN | SP15 | 42576 |  | CISO | SCE
Participating Unit | N | N |  | BIGSKY_2_SOLAR4 | GEN | Western Antelope Blue Sky Ranch B | 20 | 20 | SCE | Western Antelope Blue Sky Ranch B LLC | PHOTO VOLTAIC | SUN | SP15 | 42707 |  | CISO | SCE
Participating Unit | N | N |  | BIGSKY_2_SOLAR5 | GEN | Big Sky Solar 2 | 5 | 5 | SCE | Antelope DSR 2, LLC | PHOTO VOLTAIC | SUN | SP15 | 42704 |  | CISO | SCE
Participating Unit | N | N |  | BIGSKY_2_SOLAR6 | GEN | Solverde 1 | 85 | 85 | SCE | Solverde 1, LLC | PHOTO VOLTAIC | SUN | SP15 | 42721 |  | CISO | SCE
Participating Unit | N | N |  | BIGSKY_2_SOLAR7 | GEN | Big Sky Solar 1 | 50 | 50 | SCE | Antelope DSR 1, LLC | PHOTO VOLTAIC | SUN | SP15 | 42719 |  | CISO | SCE
Participating Unit | Y | N |  | BIOMAS_1_UNIT 1 | GEN | WOODLAND BIOMASS | 25.5 | 28.8 | PGAE | Woodland Biomass Power, Ltd. | STEAM | BIOMASS | NP15 | 32751 |  | CISO | PGAE
Participating Unit | N | N |  | BISHOP_1_ALAMO | GEN | BISHOP CREEK PLANT 2 AND 6 | 13.4 | 13.4 | SCE | Southern California Edison Company | HYDRO | WATER | SP15 | 2923 |  | CISO | SCE
Participating Unit | N | N |  | BISHOP_1_UNITS | GEN | BISHOP CREEK PLANT 3 AND 4 | 15.8 | 15.8 | SCE | Southern California Edison Company | HYDRO | WATER | SP15 | 1828 |  | CISO | SCE
Participating Unit | N | N |  | BKRFLD_2_SOLAR1 | GEN | Bakersfield 111 | 1.38 | 1.4 | PGAE | Bakersfield 111, LLC | PHOTO VOLTAIC | SUN | ZP26 | 42213 |  | CISO | PGAE
Participating Unit | N | N |  | BLACK_7_UNIT 1 | GEN | JAMES B. BLACK 1 | 85 | 84 | PGAE | Pacific Gas & Electric Company | HYDRO | WATER | NP15 | 24108 |  | CISO | PGAE
Participating Unit | N | N |  | BLACK_7_UNIT 2 | GEN | JAMES B. BLACK 2 | 84.1 | 84.1 | PGAE | Pacific Gas & Electric Company | HYDRO | WATER | NP15 | 23743 |  | CISO | PGAE
Participating Unit | N | N |  | BLAST_1_WIND | GEN | Mountain View IV Wind | 49 | 49 | SCE | Mountain View Power Partners IV, LLC | WIND | WIND | SP15 | 40962 |  | CISO | SCE
Participating Unit | N | N |  | BLCKBT_2_STONEY | GEN | BLACK BUTTE HYDRO | 6.2 | 6.2 | PGAE | City of Santa Clara DBA Silicon Valley Power (MSS Agreement - S14) | HYDRO | WATER | NP15 | 32143 |  | CISO | NCPA
Participating Unit | N | N |  | BLCKWL_6_SOLAR1 | GEN | Blackwell Solar | 12 | 12 | PGAE | Blackwell Solar, LLC | PHOTO VOLTAIC | SUN | ZP26 | 42110 |  | CISO | PGAE
Participating Unit | N | Y | BLKCRK_2_SOLAR1 | BLKCRK_2_SOLAR1 | GEN | McCoy Station | 250 |  | SCE | McCoy Solar, LLC | PHOTO VOLTAIC | SUN | SP15 | 42535 |  | CISO | SCE
Non-Participating | N | Y | BLKCRK_2_SOLAR1 | BLKCRK_2_SOLR1A | GEN | BLKCRK_2_SOLR1A | 125 | 125 |  | McCoy Solar, LLC | PHOTO VOLTAIC | SUN | SP15 |  |  | CISO
Non-Participating | N | Y | BLKCRK_2_SOLAR1 | BLKCRK_2_SOLR1B | GEN | BLKCRK_2_SOLR1B | 125 | 125 |  | McCoy Solar, LLC | PHOTO VOLTAIC | SUN | SP15 |  |  | CISO
Non-Participating | N | Y | BLM_2_UNITS | BLM E_2_UNIT 7 | GEN | COSO ENERGY DEVELOPERS - BLM EAST UNIT 7 | 24 | 24 |  |  |  |  | SP15 |  |  | CISO
Non-Participating | N | Y | BLM_2_UNITS | BLM E_2_UNIT 8 | GEN | COSO ENERGY DEVELOPERS - BLM EAST UNIT 8 | 24 | 24 |  |  |  |  | SP15 |  |  | CISO
Non-Participating | N | Y | BLM_2_UNITS | BLM W_2_UNIT 9 | GEN | COSO ENERGY DEVELOPERS - BLM WEST UNIT 9 | 24 | 24 |  |  |  |  | SP15 |  |  | CISO
Participating Unit | Y | Y | BLM_2_UNITS | BLM_2_UNITS | GEN | BLM EAST Facility | 72 |  | SCE | Coso Energy Developers | STEAM | GEOTHERMAL | SP15 | 32482 |  | CISO | SCE
Participating Unit | Y | N |  | BLULKE_6_BLUELK | GEN | Blue Lake Power | 12 | 13.8 | PGAE | Blue Lake Power, LLC | STEAM | BIOMASS | NP15 |  |  | CISO | PGAE
Participating Unit | N | N |  | BLYTHE_1_SOLAR1 | GEN | Blythe Solar 1 Project | 21 | 21 | SCE | Solar Blythe LLC | PHOTO VOLTAIC | SUN | SP15 | 40165 |  | CISO | SCE
Participating Unit | N | N |  | BLYTHE_1_SOLAR2 | GEN | Blythe Green 1 | 20 | 20 | SCE | Solar Blythe II LLC | PHOTO VOLTAIC | SUN | SP15 | 42830 |  | CISO | SCE
Participating Unit | N | N |  | BNNIEN_7_ALTAPH | GEN | ALTA POWER HOUSE | 1 | 2 | PGAE | Pacific Gas & Electric Company | HYDRO | WATER | NP15 | 732 |  | CISO | PGAE
Participating Unit | N | N |  | BOGUE_1_UNITA1 | GEN | Feather River Energy Center, Unit #1 | 47.6 | 49.9 | PGAE | Gilroy Energy Center, LLC | COMBUSTION TURBINE | NATURAL GAS | NP15 | 37613 |  | CISO | PGAE
Participating Unit | N | N |  | BORDER_6_UNITA1 | GEN | CalPeak Power Border Unit 1 | 51.25 | 52 | SDGE | CalPeak Power - Border LLC | COMBUSTION TURBINE | NATURAL GAS | SP15 | 37190 |  | CISO | SDGE
Participating Unit | N | N |  | BOWMN_6_HYDRO | GEN | NID Hydro Bowman Powerhouse | 3.6 | 3.6 | PGAE | Nevada Irrigation District | HYDRO | WATER | NP15 | 42724 |  | CISO | PGAE
Participating Unit | Y | N |  | BRDGVL_7_BAKER | GEN | Baker Station Hydro | 1.49 | 2.5 | PGAE | Baker Station Associates, LP | HYDRO | WATER | NP15 | 32121 |  | CISO | PGAE
Participating Unit | N | N |  | BRDSLD_2_HIWIND | GEN | High Winds Energy Center | 162 | 162 | PGAE | High Winds, LLC | WIND | WIND | NP15 | 37978 |  | CISO | PGAE
Participating Unit | N | N |  | BRDSLD_2_MTZUM2 | GEN | NextEra Energy Montezuma Wind II | 78.2 | 78.2 | PGAE | NextEra Energy Montezuma Wind II, LLC | WIND | WIND | NP15 | 40940 |  | CISO | PGAE
Participating Unit | N | N |  | BRDSLD_2_MTZUMA | GEN | FPL Energy Montezuma Wind | 36.8 | 38 | PGAE | FPL Energy Montezuma Wind, LLC | WIND | WIND | NP15 | 40568 |  | CISO | PGAE
Participating Unit | N | N |  | BRDSLD_2_SHILO1 | GEN | Shiloh I Wind Project | 150 | 150 | PGAE | Shiloh 1 Wind Project LLC | WIND | WIND | NP15 | 38806 |  | CISO | PGAE
Participating Unit | N | N |  | BRDSLD_2_SHILO2 | GEN | SHILOH WIND PROJECT 2 | 150 | 150 | PGAE | Shiloh Wind Project 2, LLC | WIND | WIND | NP15 | 39840 |  | CISO | PGAE
Participating Unit | N | N |  | BRDSLD_2_SHLO3A | GEN | Shiloh III Wind Project, LLC | 102.5 | 100 | PGAE | Shiloh III Wind Project, LLC | WIND | WIND | NP15 | 40899 |  | CISO | PGAE
Participating Unit | N | N |  | BRDSLD_2_SHLO3B | GEN | Shiloh IV Wind Project | 100 | 100 | PGAE | Shiloh IV Wind Project, LLC | WIND | WIND | NP15 | 41250 |  | CISO | PGAE
Non-Participating |  | Y | ANTLPE_2_QF | BREEZE_6_QF | GEN | BREEZE_6_QF | 8 | 8 |  |  |  |  | SP15 |  |  | CISO
Participating Unit | N | N |  | BREGGO_6_DEGRSL | GEN | Desert Green Solar Farm | 6.3 | 6.5 | SDGE | Desert Green Solar Farm, LLC | PHOTO VOLTAIC | SUN | SP15 | 41318 |  | CISO | SDGE
Participating Unit | N | N |  | BREGGO_6_SOLAR | GEN | NRG Borrego Solar One | 26 | 26 | SDGE | Solar Borrego I LLC | PHOTO VOLTAIC | SUN | SP15 | 41317 |  | CISO | SDGE
Participating Unit | N | Y | BRODIE_2_WIND | BRODIE_2_WIND | GEN | Coram Brodie Wind Project | 102 |  | SCE | Coram California Development, L.P. | WIND | WIND | SP15 | 40997 |  | CISO | SCE
Non-Participating | N | Y | BRODIE_2_WIND | BRODIE_2_WIND1 | GEN | Coram Brodie Wind Project Cameron Ridge | 78 | 78 |  | Southern California Edison Company | WIND | WIND | SP15 |  |  | CISO
Non-Participating | N | Y | BRODIE_2_WIND | BRODIE_2_WIND2 | GEN | Coram Brodie Wind Project Section 15 | 24 | 24 |  | Southern California Edison Company | WIND | WIND | SP15 |  |  | CISO
Non-Participating | N | Y | BUCKBL_2_PL1X3 | BUCKBL_2_CTG11 | GEN | Blythe CTG 11 | 182 | 182 |  | Blythe Energy, LLC | COMBUSTION TURBINE | NATURAL GAS | SP15 |  |  | CISO
Non-Participating | N | Y | BUCKBL_2_PL1X3 | BUCKBL_2_CTG12 | GEN | Blythe CTG 12 | 182 | 182 |  | Blythe Energy, LLC | COMBUSTION TURBINE | NATURAL GAS | SP15 |  |  | CISO
Participating Unit | N | Y | BUCKBL_2_PL1X3 | BUCKBL_2_PL1X3 | GEN | Blythe Energy Center | 493.63 |  | SCE | Blythe Energy Inc | COMBINED CYCLE | NATURAL GAS | SP15 | 40390 |  | CISO | SCE
Non-Participating | N | Y | BUCKBL_2_PL1X3 | BUCKBL_2_STG10 | GEN | Blythe STG | 227 | 227 |  | Blythe Energy, LLC | STEAM | NATURAL GAS | SP15 |  |  | CISO
Participating Unit | N | N |  | BUCKCK_2_HYDRO | GEN | Lassen Station Hydro | 0.99 | 1 | PGAE | Lassen Station Hydroelectric, LP | HYDRO | WATER | NP15 | 42534 |  | CISO | PGAE
Participating Unit | N | N |  | BUCKCK_7_OAKFLT | GEN | Oak Flat | 1.3 | 1.3 | PGAE | Pacific Gas & Electric Company | HYDRO | WATER | NP15 | 31048 |  | CISO | PGAE
Participating Unit | N | Y | BUCKCK_7_PL1X2 | BUCKCK_7_PL1X2 | GEN | BUCKS CREEK AGGREGATE | 57.25 |  | PGAE | Pacific Gas & Electric Company | HYDRO | WATER | NP15 | 10228 |  | CISO | PGAE
Non-Participating | N | Y | BUCKCK_7_PL1X2 | BUCKCK_7_UNIT 1 | GEN | Bucks Creek Unit #1 | 33 | 33 |  | Pacific Gas & Electric Company | HYDRO | WATER | NP15 |  |  | CISO
Non-Participating | N | Y | BUCKCK_7_PL1X2 | BUCKCK_7_UNIT 2 | GEN | Bucks Creek Unit #2 | 32.5 | 32.5 |  | Pacific Gas & Electric Company | HYDRO | WATER | NP15 |  |  | CISO
Participating Unit | N | N |  | BUCKWD_1_NPALM1 | GEN | North Palm Springs 1A | 2.4 | 2.4 | SCE | North Palm Springs Investments, LLC | PHOTO VOLTAIC | SUN | SP15 | 41001 |  | CISO | SCE
Participating Unit | N | N |  | BUCKWD_1_QF | GEN | Buckwind Re-powering project | 16.5 | 16.5 | SCE | Windpower Partners 1993, L.P. | WIND | WIND | SP15 | 31029 |  | CISO | SCE
Participating Unit | Y | N |  | BUCKWD_7_WINTCV | GEN | Wintec Energy, Ltd. | 1.32 | 1.3 | SCE | Wintec Energy, Ltd. | WIND | WIND | SP15 | 37985 |  | CISO | SCE
Non-Participating | N | Y | CDWR07_2_GEN | BUENVS_2_NSPIN | GEN | BUENVS_2_NSPIN | 104.4 | 104.4 |  | BUENVS_2_NSPIN | PUMP | WATER | ZP26 |  |  | CISO
Participating Unit | Y | N |  | BURNYF_2_UNIT 1 | GEN | Burney Forest Power | 29 | 35.7 | PGAE | Burney Forest Products | STEAM | BIOMASS | NP15 | 43329 |  | CISO | PGAE
Participating Unit | N | N |  | BUTTVL_7_UNIT 1 | GEN | BUTT VALLEY HYDRO | 39.5 | 41 | PGAE | Pacific Gas & Electric Company | HYDRO | WATER | NP15 | 21186 |  | CISO | PGAE
Participating Unit | N | N |  | CABALO_2_M2WSR2 | GEN | Mustang 2 Whirlaway Solar | 100 | 100 | PGAE | RE Mustang Two Whirlaway LLC | PHOTO VOLTAIC | SUN | ZP26 |  |  | CISO | PGAE
Participating Unit | N | N |  | CABZON_1_WINDA1 | GEN | Cabazon Wind Project | 41 | 41 | SCE | Cabazon Wind Partners, LLC | WIND | WIND | SP15 | 37499 |  | CISO | SCE
Participating Unit | N | N |  | CALFTN_2_SOLAR | GEN | California Flats North | 130 | 130 | PGAE | CA Flats Solar 130, LLC | PHOTO VOLTAIC | SUN | ZP26 | 43068 |  | CISO | PGAE
Participating Unit | N | N |  | CALFTS_2_CFSSR1 | GEN | California Flats Solar South | 150 | 150 | PGAE | CA Flats Solar 150, LLC | PHOTO VOLTAIC | SUN | NP15 | 43529 |  | CISO | PGAE
Non-Participating |  | Y | CALGEN_1_UNITS | CALGEN_1_UNIT 1 | GEN | CALGEN_1_UNIT 1 | 32.2 | 32.2 |  |  |  |  | SP15 |  |  | CISO
Non-Participating |  | Y | CALGEN_1_UNITS | CALGEN_1_UNIT 2 | GEN | CALGEN_1_UNIT 2 | 32.2 | 32.2 |  |  |  |  | SP15 |  |  | CISO
Non-Participating |  | Y | CALGEN_1_UNITS | CALGEN_1_UNIT 3 | GEN | CALGEN_1_UNIT 3 | 32.2 | 32.2 |  |  |  |  | SP15 |  |  | CISO
Participating Unit | Y | Y | CALGEN_1_UNITS | CALGEN_1_UNITS | GEN | Coso Navy 1 | 80 |  | SCE | Coso Finance Partners | STEAM | GEOTHERMAL | SP15 | 31971 |  | CISO | SCE
Participating Unit | N | N |  | CALPIN_1_AGNEW | GEN | Agnews Power Plant | 28.56 | 41.5 | PGAE | O.L.S. Energy-Agnews, Inc. | COMBUSTION TURBINE | NATURAL GAS | NP15 | 33165 |  | CISO | PGAE
Participating Unit | N | N |  | CALPSS_6_SOLAR1 | TG | Calipatria Solar Farm | 19.9 | 20 | SDGE | IVLY2 | PHOTO VOLTAIC | SUN | SP15 | 42412 |  | IID | SDGE
Participating Unit | Y | Y | CAMCHE_1_PL1X3 | CAMCHE_1_PL1X3 | GEN | CAMANCHE UNITS 1, 2 & 3 AGGREGATE | 9.99 |  | PGAE | East Bay Municipal Utility District | HYDRO | WATER | NP15 | 30317 |  | CISO | PGAE
Non-Participating | N | Y | CAMCHE_1_PL1X3 | CAMCHE_1_UNIT 1 | GEN | Camanche 1 | 3.3 | 3.3 |  | East Bay Municipal Utility District | HYDRO | WATER | NP15 |  |  | CISO
Non-Participating | N | Y | CAMCHE_1_PL1X3 | CAMCHE_1_UNIT 2 | GEN | Camanche 2 | 3.3 | 3.3 |  | East Bay Municipal Utility District | HYDRO | WATER | NP15 |  |  | CISO
Non-Participating | N | Y | CAMCHE_1_PL1X3 | CAMCHE_1_UNIT 3 | GEN | Camanche 3 | 3.7 | 3.7 |  | East Bay Municipal Utility District | HYDRO | WATER | NP15 |  |  | CISO
Participating Unit | N | N |  | CAMDEN_6_RDDBM1 | GEN | RuAnn Dairy Digester BioMAT | 0.55 | 0.55 | PGAE | Patmar Land Co., LLC | RECIPROCATING ENGINE | BIOMASS | ZP26 |  |  | CISO | PGAE
Participating Unit | N | N |  | CAMLOT_2_SOLAR1 | GEN | Camelot | 45 | 45 | SCE | RE Camelot, LLC | PHOTO VOLTAIC | SUN | SP15 | 41984 |  | CISO | SCE
Participating Unit | N | N |  | CAMLOT_2_SOLAR2 | GEN | Columbia Two | 15 | 15 | SCE | RE Columbia Two LLC | PHOTO VOLTAIC | SUN | SP15 | 41983 |  | CISO | SCE
Participating Unit | N | N |  | CAMPFW_7_FARWST | GEN | CAMP FAR WEST HYDRO | 8 | 7.9 | PGAE | SMUD | HYDRO | WATER | NP15 | 31048 |  | CISO | PGAE
Participating Unit | N | N |  | CANTUA_1_SOLAR | GEN | Cantua Solar Station | 20 | 20 | PGAE | Pacific Gas & Electric Company | PHOTO VOLTAIC | SUN | NP15 | 41115 |  | CISO | PGAE
Participating Unit | N | N |  | CAPWD_1_QF | GEN | Edom Hills Wind Farm | 19.55 | 20 | SCE | Edom Hills Project 1, LLC | WIND | WIND | SP15 | 42296 |  | CISO | SCE
Participating Unit | N | Y | CARBOU_7_PL2X3 | CARBOU_7_PL2X3 | GEN | CARIBOU PH 1 UNIT 2 & 3 AGGREGATE | 49 |  | PGAE | Pacific Gas & Electric Company | HYDRO | WATER | NP15 | 7672 |  | CISO | PGAE
Participating Unit | N | Y | CARBOU_7_PL4X5 | CARBOU_7_PL4X5 | GEN | CARIBOU PH 2 UNIT 4 & 5 AGGREGATE | 120 |  | PGAE | Pacific Gas & Electric Company | HYDRO | WATER | NP15 | 21186 |  | CISO | PGAE
Participating Unit | N | N |  | CARBOU_7_UNIT 1 | GEN | CARIBOU PH 1 UNIT 1 | 24 | 24 | PGAE | Pacific Gas & Electric Company | HYDRO | WATER | NP15 | 7672 |  | CISO | PGAE
Non-Participating | N | Y | CARBOU_7_PL2X3 | CARBOU_7_UNIT 2 | GEN | CARIBOU PH 1 UNIT 2 | 25 | 25 |  | Pacific Gas & Electric Company | HYDRO | WATER | NP15 |  |  | CISO
Non-Participating | N | Y | CARBOU_7_PL2X3 | CARBOU_7_UNIT 3 | GEN | CARIBOU PH 1 UNIT 3 | 25 | 25 |  | Pacific Gas & Electric Company | HYDRO | WATER | NP15 |  |  | CISO
Non-Participating | N | Y | CARBOU_7_PL4X5 | CARBOU_7_UNIT 4 | GEN | Caribou PH 2 Unit 4 | 61 | 61 |  | Pacific Gas & Electric Company | HYDRO | WATER | NP15 |  |  | CISO
Non-Participating | N | Y | CARBOU_7_PL4X5 | CARBOU_7_UNIT 5 | GEN | Caribou PH 2 Unit 5 | 61 | 61 |  | Pacific Gas & Electric Company | HYDRO | WATER | NP15 |  |  | CISO
Participating Unit | N | Y | CARLS1_2_CARCT1 | CARLS1_2_CARCT1 | GEN | Carlsbad 1 | 422 |  | SDGE | Carlsbad Energy Center LLC | COMBUSTION TURBINE | NATURAL GAS | SP15 | 43423 |  | CISO | SDGE
Non-Participating | N | Y | CARLS1_2_CARCT1 | CARLS1_2_CTG6 | GEN | CARLS1_2_CTG6 | 105.5 | 105.5 |  | San Diego Gas & Electric | COMBUSTION TURBINE | NATURAL GAS | SP15 |  |  | CISO
Non-Participating | N | Y | CARLS1_2_CARCT1 | CARLS1_2_CTG7 | GEN | CARLS1_2_CTG7 | 105.5 | 105.5 |  | San Diego Gas & Electric | COMBUSTION TURBINE | NATURAL GAS | SP15 |  |  | CISO
Non-Participating | N | Y | CARLS1_2_CARCT1 | CARLS1_2_CTG8 | GEN | CARLS1_2_CTG8 | 105.5 | 105.5 |  | San Diego Gas & Electric | COMBUSTION TURBINE | NATURAL GAS | SP15 |  |  | CISO
Non-Participating | N | Y | CARLS1_2_CARCT1 | CARLS1_2_CTG9 | GEN | CARLS1_2_CTG9 | 105.5 | 105.5 |  | San Diego Gas & Electric | COMBUSTION TURBINE | NATURAL GAS | SP15 |  |  | CISO
Participating Unit | N | N |  | CARLS2_1_CARCT1 | GEN | Carlsbad 2 | 105.5 | 105.5 | SDGE | Carlsbad Energy Center LLC | COMBUSTION TURBINE | NATURAL GAS | SP15 | 43424 |  | CISO | SDGE
Participating Unit | N | N |  | CASTVL_2_FCELL | GEN | PGE CSUEB Hayward Fuel Cell | 1.4 | 1.5 | PGAE | Pacific Gas & Electric Company | OTHER | NATURAL GAS | NP15 | 40813 |  | CISO | PGAE
Participating Unit | N | N |  | CATLNA_2_SOLAR | GEN | Catalina Solar - Phases 1 and 2 | 110 | 110 | SCE | Catalina Solar, LLC | PHOTO VOLTAIC | SUN | SP15 | 41320 |  | CISO | SCE
Participating Unit | Y | N |  | CATLNA_2_SOLAR2 | GEN | Catalina Solar 2 | 18 | 18 | SCE | Catalina Solar 2, LLC | PHOTO VOLTAIC | SUN | SP15 | 42207 |  | CISO | SCE
Participating Unit | N | N |  | CAVLSR_2_BSOLAR | GEN | California Valley Solar Ranch-Phase B | 40 | 40 | PGAE | High Plains Ranch II, LLC | PHOTO VOLTAIC | SUN | ZP26 | 41275 |  | CISO | PGAE
Participating Unit | N | N |  | CAVLSR_2_RSOLAR | GEN | California Valley Solar Ranch-Phase A | 210 | 210 | PGAE | High Plains Ranch II, LLC | PHOTO VOLTAIC | SUN | ZP26 | 41579 |  | CISO | PGAE
Participating Unit | N | N |  | CAYTNO_2_VASCO | GEN | Vasco Road | 4.3 | 4.3 | PGAE | Ameresco Vasco Road LLC | RECIPROCATING ENGINE | BIOGAS | NP15 | 41675 |  | CISO | PGAE
Participating Unit | N | Y | CDWR07_2_GEN | CDWR07_2_GEN | GEN | CDWR07_2_GEN | 415.3 |  | PGAE | CDWR | PUMP | WATER | NP15 |  |  | CISO | CWRP
Participating Unit | N | N |  | CEDRCK_6_UNIT | GEN | Water Wheel Ranch | 0.98 | 1 | PGAE | Water Wheel Ranch | HYDRO | WATER | NP15 | 30763 |  | CISO | PGAE
Participating Unit | N | N |  | CEDUCR_2_SOLAR1 | GEN | Ducor Solar 1 | 20 | 20 | SCE | CED Ducor Solar 1, LLC | PHOTO VOLTAIC | SUN | SP15 | 42727 |  | CISO | SCE
Participating Unit | N | N |  | CEDUCR_2_SOLAR2 | GEN | Ducor Solar 2 | 20 | 20 | SCE | CED Ducor Solar 2, LLC | PHOTO VOLTAIC | SUN | SP15 | 42727 |  | CISO | SCE
Participating Unit | N | N |  | CEDUCR_2_SOLAR3 | GEN | Ducor Solar 3 | 15 | 15 | SCE | CED Ducor Solar 3, LLC | PHOTO VOLTAIC | SUN | SP15 | 42727 |  | CISO | SCE
Participating Unit | N | N |  | CEDUCR_2_SOLAR4 | GEN | Ducor Solar 4 | 20 | 20 | SCE | CED Ducor Solar 4, LLC | PHOTO VOLTAIC | SUN | SP15 | 42727 |  | CISO | SCE
Participating Unit | N | N |  | CENTER_2_RHONDO | GEN | MWD Rio Hondo Hydroelectric Recovery Pla | 1.91 | 1.9 | SCE | Metropolitan Water District of Southern California | HYDRO | WATER | SP15 | 30682 |  | CISO | SCE
Participating Unit | N | N |  | CENTER_2_SOLAR1 | GEN | Pico Rivera | 0.9 | 1 | SCE | SunEdison Utility Solutions, LLC (Pico Rivera) | PHOTO VOLTAIC | SUN | SP15 | 42328 |  | CISO | SCE
Participating Unit | N | N |  | CENTER_2_TECNG1 | GEN | TECHNICAST | 0.99 | 1.5 | SCE | Techni-Cast Corp. | RECIPROCATING ENGINE | NATURAL GAS | SP15 | 43221 |  | CISO | SCE
Participating Unit | N | N |  | CENTER_6_PEAKER | GEN | Center Peaker | 47.11 | 59 | SCE | Southern California Edison Company | COMBUSTION TURBINE | NATURAL GAS | SP15 | 39345 |  | CISO | SCE
Non-Participating | N | Y | CENTRY_6_PL1X4 | CENTRY_6_GEN 1 | GEN | CENTURY GEN 1 | 10.8 | 10.8 |  | Colton Power, LP | COMBUSTION TURBINE | NATURAL GAS | SP15 |  |  | CISO
Non-Participating | N | Y | CENTRY_6_PL1X4 | CENTRY_6_GEN 2 | GEN | CENTURY GEN 2 | 10.8 | 10.8 |  | Colton Power, LP | COMBUSTION TURBINE | NATURAL GAS | SP15 |  |  | CISO
Non-Participating | N | Y | CENTRY_6_PL1X4 | CENTRY_6_GEN 3 | GEN | CENTURY GEN 3 | 10.8 | 10.8 |  | Colton Power, LP | COMBUSTION TURBINE | NATURAL GAS | SP15 |  |  | CISO
Non-Participating | N | Y | CENTRY_6_PL1X4 | CENTRY_6_GEN 4 | GEN | CENTURY GEN 4 | 10.8 | 10.8 |  | Colton Power, LP | COMBUSTION TURBINE | NATURAL GAS | SP15 |  |  | CISO
Participating Unit | N | Y | CENTRY_6_PL1X4 | CENTRY_6_PL1X4 | GEN | CENTURY GENERATING PLANT (AGGREGATE) | 41.4 |  | SCE | Colton Power, LP | COMBUSTION TURBINE | NATURAL GAS | SP15 | 37151 |  | CISO | SCE
Participating Unit | N | N |  | CHALK_1_UNIT | GEN | CHALK CLIFF LIMITED | 48.67 | 55.1 | PGAE | Chalk Cliff Limited | COMBUSTION TURBINE | NATURAL GAS | ZP26 | 32952 |  | CISO | PGAE
Participating Unit | N | N |  | CHARMN_2_PGONG1 | GEN | PROCTER AND GAMBLE OXNARD I | 19.87 | 19.9 | SCE | Procter & Gamble Paper Products Company | COMBUSTION TURBINE | NATURAL GAS | SP15 | 44044 |  | CISO | SCE
Participating Unit | Y | N |  | CHEVCD_6_UNIT | GEN | CHEVRON USA (TAFT/CADET) | 11.5 | 11.5 | PGAE | Pacific Gas & Electric Company | COMBUSTION TURBINE | NATURAL GAS | ZP26 | 30158 |  | CISO | PGAE
Participating Unit | Y | N |  | CHEVCO_6_UNIT 1 | GEN | CHEVRON USA (COALINGA) | 16.5 | 19 | PGAE | Pacific Gas & Electric Company | COMBUSTION TURBINE | NATURAL GAS | ZP26 | 31429 |  | CISO | PGAE
Participating Unit | Y | N |  | CHEVCO_6_UNIT 2 | GEN | AERA ENERGY LLC. (COALINGA) | 8.5 | 12.5 | PGAE | Pacific Gas & Electric Company | COMBUSTION TURBINE | NATURAL GAS | ZP26 | 32297 |  | CISO | PGAE
Participating Unit | Y | N |  | CHEVCY_1_UNIT | GEN | CHEVRON USA (CYMRIC) | 24.3 | 24.3 | PGAE | Pacific Gas & Electric Company | COMBUSTION TURBINE | NATURAL GAS | ZP26 | 30239 |  | CISO | PGAE
Participating Unit | Y | N |  | CHEVMN_2_UNITS | GEN | CHEVRON U.S.A. UNITS 1 & 2 AGGREGATE | 124.87 | 170.7 | SCE | Chevron U.S.A. Inc. (Chevron CIC) |  | OTHER | SP15 | 32140 |  | CISO | SCE
Participating Unit | N | N |  | CHICPK_7_UNIT 1 | GEN | Chicago Park Powerhouse | 42 | 42 | PGAE | Nevada Irrigation District | HYDRO | WATER | NP15 | 23743 |  | CISO | PGAE
Participating Unit | N | N |  | CHILLS_1_SYCENG | GEN | Sycamore Energy 1 | 1.5 | 1.9 | SDGE | Sycamore Energy 1 LLC | COMBUSTION TURBINE | BIOGAS | SP15 | 40682 |  | CISO | SDGE
Participating Unit | N | N |  | CHILLS_7_UNITA1 | GEN | Sycamore Energy 2 | 2.25 | 2.5 | SDGE | Sycamore Energy 2 LLC |  | BIOGAS | SP15 | 38182 |  | CISO | SDGE
Participating Unit | N | N |  | CHINO_2_APEBT1 | GEN | Pomona Energy Storage | 20 | 20 | SCE | AltaGas Pomona Energy Storage Inc. | OTHER | LESR | SP15 | 42735 |  | CISO | SCE
Participating Unit | N | N |  | CHINO_2_JURUPA | GEN | Jurupa | 1.5 | 1.5 | SCE | California PV Energy, LLC | PHOTO VOLTAIC | SUN | SP15 | 41628 |  | CISO | SCE
Participating Unit | Y | N |  | CHINO_2_QF | GEN | CHINO QFS | 0.19 | 21.8 | SCE | Southern California Edison Company | OTHER | OTHER | SP15 | 31778 |  | CISO | SCE
Participating Unit | N | N |  | CHINO_2_SASOLR | GEN | SS San Antonio West LLC | 1.5 | 1.5 | SCE | SS San Antonio West, LLC | PHOTO VOLTAIC | SUN | SP15 | 41628 |  | CISO | SCE
Participating Unit | N | N |  | CHINO_2_SOLAR | GEN | Chino RT Solar 1 | 1 | 2 | SCE | Southern California Edison | PHOTO VOLTAIC | SUN | SP15 | 40148 |  | CISO | SCE
Participating Unit | N | N |  | CHINO_2_SOLAR2 | GEN | Kona Solar - Terra Francesca | 1.49 | 1.5 | SCE | Kona Solar, LLC | PHOTO VOLTAIC | SUN | SP15 | 42107 |  | CISO | SCE
Participating Unit | Y | N |  | CHINO_6_CIMGEN | GEN | Chino Co-Generation | 26 | 31.6 | SCE | O.L.S. Energy - Chino | COMBINED CYCLE | NATURAL GAS | SP15 | 43278 |  | CISO | SCE
Participating Unit | N | N |  | CHINO_7_MILIKN | GEN | MN Milliken Genco LLC | 1.9 | 2.1 | SCE | NM Milliken Genco LLC | RECIPROCATING ENGINE | BIOGAS | SP15 | 37819 |  | CISO | SCE
Participating Unit | N | N |  | CHWCHL_1_BIOMAS | GEN | Chow II Biomass to Energy | 10.8 | 12.5 | PGAE | Global Ampersand LLC | STEAM | BIOMASS | NP15 | 39576 |  | CISO | PGAE
Participating Unit | N | N |  | CHWCHL_1_UNIT | GEN | CHOW 2 PEAKER PLANT | 48.6 | 48.6 | PGAE | California Power Holdings, LLC | RECIPROCATING ENGINE | NATURAL GAS | NP15 | 37055 |  | CISO | PGAE
Participating Unit | N | N |  | CLOVDL_1_SOLAR | GEN | Cloverdale Solar I | 1.5 | 1.5 | PGAE | GLT Cloverdale Solar, LLC | PHOTO VOLTAIC | SUN | NP15 | 41816 |  | CISO | PGAE
Participating Unit | Y | N |  | CLOVER_2_UNIT | GEN | Clover Creek | 0.99 | 1 | PGAE | Hydro Partners | HYDRO | WATER | NP15 | 42496 |  | CISO | PGAE
Participating Unit | N | N |  | CLRKRD_6_LIMESD | GEN | Lime Saddle Hydro | 2 | 2 | PGAE | Pacific Gas & Electric Company | HYDRO | WATER | NP15 | 2193 |  | CISO | PGAE
Participating Unit | Y | N |  | CLRMTK_1_QF | GEN | SMALL QF AGGREGATION - OAKLAND | 1.25 | 1.3 | PGAE | Pacific Gas & Electric Company | COMBUSTION TURBINE | NATURAL GAS | NP15 | 30655 |  | CISO | PGAE
Participating Unit | N | N |  | CNTNLA_2_SOLAR1 | GEN | Centinela Solar Energy I | 125 | 127 | SDGE | Centinela Solar Energy, LLC | PHOTO VOLTAIC | SUN | SP15 | 41563 |  | CISO | SDGE
Participating Unit | N | N |  | CNTNLA_2_SOLAR2 | GEN | Centinels Solar Energy 2 | 45.6 | 47 | SDGE | Centinela Solar Energy, LLC | PHOTO VOLTAIC | SUN | SP15 | 41866 |  | CISO | SDGE
Participating Unit | N | N |  | CNTRVL_6_UNIT | GEN | Centerville | 6.4 | 6.4 | PGAE | Pacific Gas & Electric Company | HYDRO | WATER | NP15 |  |  | CISO | PGAE
Participating Unit | N | N |  | COCOPP_2_CTG1 | GEN | Marsh Landing 1 | 204.2 | 222 | PGAE | NRG MARSH LANDING LLC | COMBUSTION TURBINE | NATURAL GAS | NP15 | 41395 |  | CISO | PGAE
Participating Unit | N | N |  | COCOPP_2_CTG2 | GEN | Marsh Landing 2 | 202.7 | 222 | PGAE | NRG MARSH LANDING LLC | COMBUSTION TURBINE | NATURAL GAS | NP15 | 41395 |  | CISO | PGAE
Participating Unit | N | N |  | COCOPP_2_CTG3 | GEN | Marsh Landing 3 | 208.96 | 222 | PGAE | NRG MARSH LANDING LLC | COMBUSTION TURBINE | NATURAL GAS | NP15 | 41395 |  | CISO | PGAE
Participating Unit | N | N |  | COCOPP_2_CTG4 | GEN | Marsh Landing 4 | 204.29 | 222 | PGAE | NRG MARSH LANDING LLC | COMBUSTION TURBINE | NATURAL GAS | NP15 | 41395 |  | CISO | PGAE
Participating Unit | N | N |  | COCOSB_6_SOLAR | GEN | Oakley Solar Project | 1.5 | 1.5 | PGAE | Hayworth-Fabian, LLC | PHOTO VOLTAIC | SUN | NP15 | 41437 |  | CISO | PGAE
Participating Unit | Y | N |  | COGNAT_1_UNIT | GEN | Stockton Biomas | 45 | 45 | PGAE | DTE Stockton, LLC | STEAM | BIOMASS | NP15 | 41682 |  | CISO | PGAE
Participating Unit | N | N |  | COLEMN_2_UNIT | GEN | Coleman | 13 | 13 | PGAE | Pacific Gas & Electric Company | HYDRO | WATER | NP15 | 28856 |  | CISO | PGAE
Participating Unit | N | N |  | COLGAT_7_UNIT 1 | GEN | Colgate Powerhouse Unit 1 | 176.72 | 176.7 | PGAE | Yuba County Water Agency | HYDRO | WATER | NP15 | 25204 |  | CISO | PGAE
Participating Unit | N | N |  | COLGAT_7_UNIT 2 | GEN | Colgate Powerhouse Unit 2 | 175.67 | 175.7 | PGAE | Yuba County Water Agency | HYDRO | WATER | NP15 | 25204 |  | CISO | PGAE
Participating Unit | N | N |  | COLGNS_2_CNSSR1 | TG | ColGreen North Shore | 74.8 | 74.8 | SCE | MIR2 | PHOTO VOLTAIC | SUN | SP15 | 43465 |  | IID | SCE
Participating Unit | N | N |  | COLTON_6_AGUAM1 | GEN | AGUA MANSA UNIT 1 (CITY OF COLTON) | 43 | 45.5 | SCE | City of Colton | COMBUSTION TURBINE | NATURAL GAS | SP15 | 37799 |  | CISO | CLTN
Non-Participating | N | Y | COLUSA_2_PL1X3 | COLUSA_2_CTG1 | GEN | Colusa Generating Station | 213.5 | 213.5 |  | Pacific Gas & Electric Company | COMBUSTION TURBINE | NATURAL GAS | NP15 |  |  | CISO
Non-Participating | N | Y | COLUSA_2_PL1X3 | COLUSA_2_CTG2 | GEN | Colusa Generating Station | 213.5 | 213.5 |  | Pacific Gas & Electric Company | COMBUSTION TURBINE | NATURAL GAS | NP15 |  |  | CISO
Participating Unit | N | Y | COLUSA_2_PL1X3 | COLUSA_2_PL1X3 | GEN | Colusa Generating Station | 641 |  | PGAE | Pacific Gas & Electric Company | COMBINED CYCLE | NATURAL GAS | NP15 | 40534 |  | CISO | PGAE
Non-Participating | N | Y | COLUSA_2_PL1X3 | COLUSA_2_STG | GEN | Colusa Generating Station | 411 | 411 |  | Pacific Gas & Electric Company | COMBUSTION TURBINE | NATURAL GAS | NP15 |  |  | CISO
Participating Unit | N | Y | COLVIL_7_PL1X2 | COLVIL_7_PL1X2 | GEN | COLLIERVILLE HYDRO UNIT 1 & 2 AGGREGATE | 246.86 |  | PGAE | NCPA (MSS Agreement - S14) | HYDRO | WATER | NP15 |  |  | CISO | NCPA
Non-Participating | N | Y | COLVIL_7_PL1X2 | COLVIL_7_UNIT 1 | GEN | COLLIERVILLE HYDRO UNIT 1 | 126.5 | 126.5 |  | NCPA (MSS Agreement - S14) | HYDRO | WATER | NP15 |  |  | CISO
Non-Participating | N | Y | COLVIL_7_PL1X2 | COLVIL_7_UNIT 2 | GEN | COLLIERVILLE HYDRO UNIT 2 | 126 | 126 |  | NCPA (MSS Agreement - S14) | HYDRO | WATER | NP15 |  |  | CISO
Participating Unit | N | N |  | CONTRL_1_CASAD1 | GEN | Mammoth G1 | 10 | 10 | SCE | Mammoth Three LLC | OTHER | GEOTHERMAL | SP15 | 31012 |  | CISO | SCE
Participating Unit | N | N |  | CONTRL_1_CASAD3 | GEN | Mammoth G3 | 14 | 14 | SCE | Mammoth One LLC | OTHER | GEOTHERMAL | SP15 | 41365 |  | CISO | SCE
Participating Unit | N | N |  | CONTRL_1_LUNDY | GEN | LUNDY | 3 | 3 | SCE | Southern California Edison Company | HYDRO | WATER | SP15 | 4019 |  | CISO | SCE
Participating Unit | N | N |  | CONTRL_1_OXBOW | GEN | Dixie Valley Geo | 60 | 64.7 | SCE | Terra-Gen Dixie Valley, LLC | STEAM | GEOTHERMAL | SP15 | 43286 |  | CISO | SCE
Participating Unit | N | N |  | CONTRL_1_POOLE | GEN | POOLE HYDRO PLANT 1 | 10.9 | 11.3 | SCE | Southern California Edison Company | HYDRO | WATER | SP15 | 8767 |  | CISO | SCE
Participating Unit | Y | N |  | CONTRL_1_QF | GEN | CONTROL QFS | 13.4 | 41.9 | SCE | Southern California Edison Company | OTHER | OTHER | SP15 | 29952 |  | CISO | SCE
Participating Unit | N | N |  | CONTRL_1_RUSHCK | GEN | RUSH CREEK | 11.94 | 13 | SCE | Southern California Edison Company | HYDRO | WATER | SP15 | 5845 |  | CISO | SCE
Participating Unit | N | N |  | COPMT2_2_SOLAR2 | GEN | CMS2 | 155 | 155 | SCE | Copper Mountain Solar 2, LLC | PHOTO VOLTAIC | SUN | SP15 | 41087 |  | CISO | SCE
Participating Unit | N | N |  | COPMT4_2_SOLAR4 | GEN | Copper Mountain Solar 4 | 92 | 92 | SCE | Copper Mountain Solar 4, LLC | PHOTO VOLTAIC | SUN | SP15 | 42706 |  | CISO | SCE
Participating Unit | N | N |  | COPMTN_2_CM10 | GEN | Copper Mountain 10 | 10 | 10 | SCE | Copper Mountain Solar 1, LLC | PHOTO VOLTAIC | SUN | SP15 | 40819 |  | CISO | SCE
Participating Unit | N | N |  | COPMTN_2_SOLAR1 | GEN | Copper Mountain 48 | 48 | 48 | SCE | Copper Mountain Solar 1, LLC | PHOTO VOLTAIC | SUN | SP15 | 40344 |  | CISO | SCE
Participating Unit | N | N |  | CORCAN_1_SOLAR1 | GEN | CID Solar | 20 | 20 | PGAE | CID Solar, LLC | PHOTO VOLTAIC | SUN | NP15 | 42013 |  | CISO | PGAE
Participating Unit | N | N |  | CORCAN_1_SOLAR2 | GEN | Corcoran City | 11 | 12 | PGAE | Cottonwood Solar, LLC | PHOTO VOLTAIC | SUN | NP15 | 42147 |  | CISO | PGAE
Participating Unit | N | N |  | CORONS_2_SOLAR | GEN | Master Development Corona | 0.99 | 1 | SCE | SunE W12DG-C, LLC | PHOTO VOLTAIC | SUN | SP15 | 41388 |  | CISO | SCE
Non-Participating |  | Y | CORONS_6_CLRWTR | CORONS_6_CLRCTG | GEN | CORONS_6_CLRCTG | 23.8 | 23.8 |  |  |  |  | SP15 |  |  | CISO
Non-Participating |  | Y | CORONS_6_CLRWTR | CORONS_6_CLRSTG | GEN | CORONS_6_CLRSTG | 8.5 | 8.5 |  |  |  |  | SP15 |  |  | CISO
Participating Unit | N | Y | CORONS_6_CLRWTR | CORONS_6_CLRWTR | GEN | Clearwater Power Plant | 28 |  | SCE | City of Riverside (MSSA) | COMBINED CYCLE | NATURAL GAS | SP15 | 38411 |  | CISO | RVSD
Participating Unit | N | N |  | CORRAL_6_SJOAQN | GEN | Ameresco San Joaquin | 4.3 | 4.3 | PGAE | Ameresco San Joaquin LLC | RECIPROCATING ENGINE | BIOGAS | NP15 | 41753 |  | CISO | PGAE
Participating Unit | Y | N |  | COTTLE_2_FRNKNH | GEN | Frankenheimer Power Plant | 5.3 | 5 | PGAE | South San Joaquin Irrigation District | HYDRO | WATER | NP15 | 41365 |  | CISO | PGAE
Participating Unit | Y | N |  | COVERD_2_HCKHY1 | GEN | HATCHET CREEK | 6.89 | 7 | PGAE | Mega Renewables | HYDRO | WATER | NP15 | 42887 |  | CISO | PGAE
Participating Unit | Y | N |  | COVERD_2_MCKHY1 | GEN | Montgomery Creek Hydro | 2.8 | 2.8 | PGAE | Enel Green Power NA,Inc dba El Dorado Hydro, LLC | HYDRO | WATER | NP15 | 42948 |  | CISO | PGAE
Participating Unit | Y | N |  | COVERD_2_QFUNTS | GEN | Cove Hydroelectric Project | 5.5 | 20.3 | PGAE | Snow Mountain Hydro, LLC. | HYDRO | WATER | NP15 | 31782 |  | CISO | PGAE
Participating Unit | Y | N |  | COVERD_2_RCKHY1 | GEN | ROARING CREEK | 2 | 2 | PGAE | Mega Renewables | HYDRO | WATER | NP15 | 42887 |  | CISO | PGAE
Participating Unit | N | N |  | COWCRK_2_UNIT | GEN | Cow Creek Hydro | 2 | 2 | PGAE | Pacific Gas & Electric Company | HYDRO | WATER | NP15 | 2558 |  | CISO | PGAE
Participating Unit | Y | N |  | CPSTNO_7_PRMADS | GEN | PRIMA DESCHECHA (CAPISTRANO) | 6.1 | 6.1 | SDGE | MM Prima Deshecha Energy LLC | RECIPROCATING ENGINE | BIOGAS | SP15 | 36161 |  | CISO | SDGE
Participating Unit | N | N |  | CPVERD_2_SOLAR | GEN | Campo Verde Solar | 139 | 147 | SDGE | Campo Verde Solar, LLC | PHOTO VOLTAIC | SUN | SP15 | 41569 |  | CISO | SDGE
Participating Unit | N | N |  | CRELMN_6_RAMON1 | GEN | Ramona 1 | 2 | 2 | SDGE | Sol Orchard San Diego 20, LLC | PHOTO VOLTAIC | SUN | SP15 | 41639 |  | CISO | SDGE
Participating Unit | N | N |  | CRELMN_6_RAMON2 | GEN | Ramona 2 | 5 | 5 | SDGE | Sol Orchard San Diego 21, LLC | PHOTO VOLTAIC | SUN | SP15 | 41639 |  | CISO | SDGE
Participating Unit | N | N |  | CRELMN_6_RAMSR3 | GEN | Ramona Solar Energy | 4.32 | 4.4 | SDGE | San Diego Gas & Electric | PHOTO VOLTAIC | SUN | SP15 | 43134 |  | CISO | SDGE
Participating Unit | Y | N |  | CRESSY_1_PARKER | GEN | PARKER POWERHOUSE | 2.83 | 3.8 | PGAE | Merced Irrigation District | HYDRO | WATER | NP15 | 29852 |  | CISO | PGAE
Participating Unit | N | Y | CRESTA_7_PL1X2 | CRESTA_7_PL1X2 | GEN | CRESTA PH UNIT 1 & 2 AGGREGATE | 70.4 |  | PGAE | Pacific Gas & Electric Company | HYDRO | WATER | NP15 | 17899 |  | CISO | PGAE
Non-Participating | N | Y | CRESTA_7_PL1X2 | CRESTA_7_UNIT 1 | GEN | CRESTA UNIT #1 | 35.2 | 35.2 |  | Pacific Gas & Electric Company | HYDRO | WATER | NP15 |  |  | CISO
Non-Participating | N | Y | CRESTA_7_PL1X2 | CRESTA_7_UNIT 2 | GEN | CRESTA UNIT #2 | 35.2 | 35.2 |  | Pacific Gas & Electric Company | HYDRO | WATER | NP15 |  |  | CISO
Participating Unit | N | N |  | CRNEVL_6_CRNVA | GEN | Crane Valley | 0.9 | 0.9 | PGAE | Pacific Gas & Electric Company | HYDRO | WATER | NP15 | 6941 |  | CISO | PGAE
Participating Unit | N | N |  | CRNEVL_6_SJQN 2 | GEN | SAN JOAQUIN 2 | 3.2 | 3.2 | PGAE | Pacific Gas & Electric Company | HYDRO | WATER | NP15 | 6211 |  | CISO | PGAE
Participating Unit | N | N |  | CRNEVL_6_SJQN 3 | GEN | SAN JOAQUIN 3 | 4.2 | 4.2 | PGAE | Pacific Gas & Electric Company | HYDRO | WATER | NP15 | 8402 |  | CISO | PGAE
Participating Unit | Y | N |  | CROKET_7_UNIT | GEN | CROCKETT COGEN | 240 | 240 | PGAE | Pacific Gas & Electric Company | STEAM | NATURAL GAS | NP15 | 35053 |  | CISO | PGAE
Participating Unit | N | N |  | CRSTWD_6_KUMYAY | GEN | Kumeyaay Wind Farm | 50 | 50 | SDGE | Kumeyaay Wind LLC | WIND | WIND | SP15 | 38707 |  | CISO | SDGE
Participating Unit | N | N |  | CRWCKS_1_SOLAR1 | GEN | Crow Creek Solar 1 | 20 | 20 | PGAE | Frontier Solar LLC | PHOTO VOLTAIC | SUN | NP15 | 42551 |  | CISO | PGAE
Participating Unit | N | N |  | CSCCOG_1_UNIT 1 | GEN | SANTA CLARA CO-GEN | 7 | 7 | PGAE | City of Santa Clara DBA Silicon Valley Power (MSS Agreement - S14) | COMBUSTION TURBINE | NATURAL GAS | NP15 | 29587 |  | CISO | NCPA
Participating Unit | N | N |  | CSCGNR_1_UNIT 1 | GEN | GIANERA PEAKER UNIT 1 | 24.75 | 24.8 | PGAE | City of Santa Clara DBA Silicon Valley Power (MSS Agreement - S14) | COMBUSTION TURBINE | NATURAL GAS | NP15 | 31778 |  | CISO | NCPA
Participating Unit | N | N |  | CSCGNR_1_UNIT 2 | GEN | GIANERA PEAKER UNIT 2 | 24.75 | 24.8 | PGAE | City of Santa Clara DBA Silicon Valley Power (MSS Agreement - S14) | COMBUSTION TURBINE | NATURAL GAS | NP15 | 31413 |  | CISO | NCPA
Participating Unit | N | N |  | CSLR4S_2_SOLAR | GEN | Csolar IV South | 130 | 130 | SDGE | CSolar IV South, LLC | PHOTO VOLTAIC | SUN | SP15 | 41558 |  | CISO | SDGE
Participating Unit | N | N |  | CSTOGA_6_LNDFIL | GEN | Clover Flat Land Fill Gas | 0.85 | 0.9 | PGAE | Vista Corporation | RECIPROCATING ENGINE | BIOGAS | NP15 | 41815 |  | CISO | PGAE
Participating Unit | N | N |  | CSTRVL_7_PL1X2 | GEN | Marina Land Fill Gas | 4.53 | 5 | PGAE | Monterey Regional Waste Management District | RECIPROCATING ENGINE | OTHER | NP15 | 39326 |  | CISO | PGAE
Participating Unit | Y | N |  | CSTRVL_7_QFUNTS | GEN | Castroville QF Aggregate | 2 | 11 | PGAE | Pacific Gas & Electric Company | OTHER | OTHER | NP15 | 38869 |  | CISO | PGAE
Participating Unit | Y | N |  | CTNWDP_1_QF | GEN | SMALL QF AGGREGATION - BURNEY | 0.5 | 1 | PGAE | Pacific Gas & Electric Company | HYDRO | WATER | NP15 | 29952 |  | CISO | PGAE
Participating Unit | N | N |  | CUMBIA_1_SOLAR | GEN | Columbia Solar Energy II | 19 | 19 | PGAE | Columbia Solar Energy, LLC | PHOTO VOLTAIC | SUN | NP15 | 42298 |  | CISO | PGAE
Participating Unit | N | N |  | CUMMNG_6_SUNCT1 | GEN | SunSelect 1 | 4 | 4 | SCE | SunSelect Produce (California), Inc. | RECIPROCATING ENGINE | NATURAL GAS | SP15 | 43251 |  | CISO | SCE
Participating Unit | N | N |  | CURTIS_1_CANLCK | GEN | Canal Creek Powerhouse | 0.9 | 0.9 | PGAE | Merced Irrigation District | HYDRO | WATER | NP15 | 30317 |  | CISO | PGAE
Participating Unit | N | N |  | CURTIS_1_FARFLD | GEN | Fairfield Powerhouse | 0.9 | 0.9 | PGAE | Merced Irrigation District | HYDRO | WATER | NP15 | 30530 |  | CISO | PGAE
Participating Unit | N | N |  | CUYAMS_6_CUYSR1 | GEN | Cuyama Solar | 40 | 40 | PGAE | Cuyama Solar, LLC | PHOTO VOLTAIC | SUN | ZP26 | 43069 |  | CISO | PGAE
Participating Unit | N | N |  | DAIRLD_1_MD1SL1 | GEN | Madera 1 | 1.5 | 1.5 | PGAE | GL Madera, LLC | PHOTO VOLTAIC | SUN | NP15 | 43098 |  | CISO | PGAE
Participating Unit | N | N |  | DAIRLD_1_MD2BM1 | GEN | Madera Digester Genset 2 | 0.8 | 0.8 | PGAE | Madera Renewable Energy LLC | RECIPROCATING ENGINE | BIOGAS | NP15 | 43476 |  | CISO | PGAE
Participating Unit | N | N |  | DALYCT_1_FCELL | GEN | PGE San Francisco State Fuel Cell | 1.6 | 1.4 | PGAE | Pacific Gas & Electric Company | OTHER | NATURAL GAS | NP15 | 40813 |  | CISO | PGAE
Participating Unit | N | N |  | DAVIS_1_SOLAR1 | GEN | Grasslands 3 | 1 | 1 | PGAE | Yolo County | PHOTO VOLTAIC | SUN | NP15 | 41456 |  | CISO | PGAE
Participating Unit | N | N |  | DAVIS_1_SOLAR2 | GEN | Grasslands 4 | 1 | 1 | PGAE | Yolo County | PHOTO VOLTAIC | SUN | NP15 | 41491 |  | CISO | PGAE
Participating Unit | Y | N |  | DAVIS_7_MNMETH | GEN | MM Yolo Power LLC | 4 | 2.7 | PGAE | Yolo County Central Landfill | RECIPROCATING ENGINE | BIOGAS | NP15 | 35431 |  | CISO | PGAE
Participating Unit | Y | N |  | DEADCK_1_UNIT | GEN | DEADCK_1_UNIT | 2 | 2 | PGAE | Pacific Gas & Electric Company | HYDRO | WATER | NP15 | 32902 |  | CISO | PGAE
Participating Unit | N | N |  | DEERCR_6_UNIT 1 | GEN | DEER CREEK | 7 | 7 | PGAE | Pacific Gas & Electric Company | HYDRO | WATER | NP15 | 2923 |  | CISO | PGAE
Participating Unit | N | N |  | DELAMO_2_SOLAR1 | GEN | Golden Springs Building H | 1.5 | 1.5 | SCE | Golden Springs Development Co. LLC | PHOTO VOLTAIC | SUN | SP15 | 42116 |  | CISO | SCE
Participating Unit | N | N |  | DELAMO_2_SOLAR2 | GEN | Golden Springs Building M | 1.75 | 1.8 | SCE | Golden Springs Development Co. LLC | PHOTO VOLTAIC | SUN | SP15 | 42095 |  | CISO | SCE
Participating Unit | N | N |  | DELAMO_2_SOLAR3 | GEN | Golden Springs Building G | 1.25 | 1.3 | SCE | Golden Springs Development Company, LLC | PHOTO VOLTAIC | SUN | SP15 | 42790 |  | CISO | SCE
Participating Unit | N | N |  | DELAMO_2_SOLAR4 | GEN | Golden Springs Building F | 1.3 | 1.4 | SCE | Golden Springs Development Company, LLC | PHOTO VOLTAIC | SUN | SP15 | 42790 |  | CISO | SCE
Participating Unit | N | N |  | DELAMO_2_SOLAR5 | GEN | Golden Springs Building L | 1 | 1 | SCE | Golden Springs Development Company, LLC | PHOTO VOLTAIC | SUN | SP15 | 42790 |  | CISO | SCE
Participating Unit | N | N |  | DELAMO_2_SOLAR6 | GEN | Freeway Springs | 2 | 2 | SCE | Freeway Springs, LLC | PHOTO VOLTAIC | SUN | SP15 | 42760 |  | CISO | SCE
Participating Unit | N | N |  | DELAMO_2_SOLRC1 | GEN | Golden Springs Building C1 | 1.16 | 1.3 | SCE | Golden Springs Development Company LLC | PHOTO VOLTAIC | SUN | SP15 | 40949 |  | CISO | SCE
Participating Unit | N | N |  | DELAMO_2_SOLRD | GEN | Golden Solar Building D | 1.25 | 1.4 | SCE | Golden Springs Development Company LLC | PHOTO VOLTAIC | SUN | SP15 | 41001 |  | CISO | SCE
Participating Unit | N | N |  | DELSUR_6_BSOLAR | GEN | Central Antelope Dry Ranch B | 3 | 3 | SCE | Central Antelope Dry Ranch B LLC | PHOTO VOLTAIC | SUN | SP15 | 43007 |  | CISO | SCE
Non-Participating | N | Y | DELSUR_6_CREST | DELSUR_6_CREST1 | GEN | DELSUR_6_CREST1 | 8.5 | 8.5 |  | Southern California Edison Company | PHOTO VOLTAIC | SUN | SP15 |  |  | CISO
Non-Participating | N | Y | DELSUR_6_CREST | DELSUR_6_CREST2 | GEN | DELSUR_6_CREST2 | 3.5 | 3.5 |  | Southern California Edison Company | PHOTO VOLTAIC | SUN | SP15 |  |  | CISO
Participating Unit | N | N |  | DELSUR_6_DRYFRB | GEN | Dry Farm Ranch B | 5 | 5 | SCE | FTS Master Tenant 1, LLC | PHOTO VOLTAIC | SUN | SP15 | 41964 |  | CISO | SCE
Participating Unit | N | N |  | DELSUR_6_SOLAR1 | GEN | Summer Solar North | 6.5 | 6.5 | SCE | FTS Master Tenant 1, LLC | PHOTO VOLTAIC | SUN | SP15 | 42158 |  | CISO | SCE
Participating Unit | N | N |  | DELSUR_6_SOLAR4 | GEN | Radiance Solar 4 | 1.5 | 1.9 | SCE | Radiance Solar 4 LLC | PHOTO VOLTAIC | SUN | SP15 | 43465 |  | CISO | SCE
Participating Unit | N | N |  | DELSUR_6_SOLAR5 | GEN | Radiance Solar 5 | 1.5 | 1.9 | SCE | Radiance Solar 5 LLC | PHOTO VOLTAIC | SUN | SP15 | 43465 |  | CISO | SCE
Non-Participating | N | Y | DELTA_2_PL1X4 | DELTA_2_CTG1 | GEN | DELTA ENERGY CENTER CTG UNIT 1 | 212.5 | 212.5 |  | Delta Energy Center, LLC | COMBUSTION TURBINE | NATURAL GAS | NP15 |  |  | CISO
Non-Participating | N | Y | DELTA_2_PL1X4 | DELTA_2_CTG2 | GEN | DELTA ENERGY CENTER CTG UNIT 2 | 212.5 | 212.5 |  | Delta Energy Center, LLC | COMBUSTION TURBINE | NATURAL GAS | NP15 |  |  | CISO
Non-Participating | N | Y | DELTA_2_PL1X4 | DELTA_2_CTG3 | GEN | DELTA ENERGY CENTER CTG UNIT 3 | 212.5 | 212.5 |  | Delta Energy Center, LLC | COMBUSTION TURBINE | NATURAL GAS | NP15 |  |  | CISO
Participating Unit | N | Y | DELTA_2_PL1X4 | DELTA_2_PL1X4 | GEN | DELTA ENERGY CENTER AGGREGATE | 880 |  | PGAE | Delta Energy Center, LLC | COMBINED CYCLE | NATURAL GAS | NP15 | 37424 |  | CISO | PGAE
Non-Participating | N | Y | DELTA_2_PL1X4 | DELTA_2_STG | GEN | DELTA ENERGY CENTER STG UNIT | 306 | 306 |  | Delta Energy Center, LLC | STEAM | HEAT RECOVERY | NP15 |  |  | CISO
Participating Unit | N | N |  | DEVERS_1_SEPV05 | GEN | SEPV 5 | 2 | 2 | SCE | SEPV2, LLC | PHOTO VOLTAIC | SUN | SP15 | 41039 |  | CISO | SCE
Participating Unit | N | N |  | DEVERS_1_SOLAR | GEN | Cascade Solar | 18.5 | 18.5 | SCE | Cascade Solar, LLC | PHOTO VOLTAIC | SUN | SP15 | 41608 |  | CISO | SCE
Participating Unit | N | N |  | DEVERS_1_SOLAR1 | GEN | SEPV8 | 12 | 12 | SCE | Highlander Solar 1, LLC | PHOTO VOLTAIC | SUN | SP15 | 41426 |  | CISO | SCE
Participating Unit | N | N |  | DEVERS_1_SOLAR2 | GEN | SEPV9 | 9 | 9 | SCE | Highlander Solar 2, LLC | PHOTO VOLTAIC | SUN | SP15 | 41426 |  | CISO | SCE
Participating Unit | N | N |  | DEVERS_2_CS2SR4 | GEN | Caliente Solar 2 | 0.91 | 1 | SCE | Caliente II Solar, LLC | PHOTO VOLTAIC | SUN | SP15 | 43238 |  | CISO | SCE
Participating Unit | N | N |  | DEVERS_2_DHSPG2 | GEN | Desert Hot Springs 2 | 1.4 | 1.5 | SCE | CES DHS Solar, LLC | PHOTO VOLTAIC | SUN | SP15 | 41639 |  | CISO | SCE
Participating Unit | Y | N |  | DEXZEL_1_UNIT | GEN | Western Power and Steam Cogeneration | 20 | 36.8 | PGAE | Western Power and Steam II LLC | COMBUSTION TURBINE | NATURAL GAS | ZP26 | 32842 |  | CISO | PGAE
Participating Unit | N | N |  | DIABLO_7_UNIT 1 | GEN | Diablo Canyon Unit 1 | 1150 | 1176 | PGAE | Pacific Gas & Electric Company | STEAM | URANIUM | ZP26 | 31048 |  | CISO | PGAE
Participating Unit | N | N |  | DIABLO_7_UNIT 2 | GEN | Diablo Canyon Unit 2 | 1150 | 1176 | PGAE | Pacific Gas & Electric Company | STEAM | URANIUM | ZP26 | 31413 |  | CISO | PGAE
Participating Unit | Y | N |  | DISCOV_1_CHEVRN | GEN | CHEVRON USA (EASTRIDGE) | 48.8 | 56.2 | PGAE | Pacific Gas & Electric Company | COMBUSTION TURBINE | NATURAL GAS | ZP26 | 32307 |  | CISO | PGAE
Participating Unit | N | N |  | DIXNLD_1_LNDFL | GEN | Zero Waste Energy | 1.6 | 1.6 | PGAE | Zero Waste Energy Development Company LLC | RECIPROCATING ENGINE | BIOMASS | NP15 | 42321 |  | CISO | PGAE
Non-Participating | N | Y | DMDVLY_1_UNITS | DMDVLY_1_GEN 1 | GEN | Diamond Valley Unit 1 | 3.3 | 3.3 |  | Metropolitan Water District of Southern California (MWD) | HYDRO | WATER | SP15 |  |  | CISO
Non-Participating | N | Y | DMDVLY_1_UNITS | DMDVLY_1_GEN 10 | GEN | Diamond Valley Unit 10 | 3.3 | 3.3 |  | Metropolitan Water District of Southern California (MWD) | HYDRO | WATER | SP15 |  |  | CISO
Non-Participating | N | Y | DMDVLY_1_UNITS | DMDVLY_1_GEN 11 | GEN | Diamond Valley Unit 11 | 3.3 | 3.3 |  | Metropolitan Water District of Southern California (MWD) | HYDRO | WATER | SP15 |  |  | CISO
Non-Participating | N | Y | DMDVLY_1_UNITS | DMDVLY_1_GEN 12 | GEN | Diamond Valley Unit 12 | 3.3 | 3.3 |  | Metropolitan Water District of Southern California (MWD) | HYDRO | WATER | SP15 |  |  | CISO
Non-Participating | N | Y | DMDVLY_1_UNITS | DMDVLY_1_GEN 2 | GEN | Diamond Valley Unit 2 | 3.3 | 3.3 |  | Metropolitan Water District of Southern California (MWD) | HYDRO | WATER | SP15 |  |  | CISO
Non-Participating | N | Y | DMDVLY_1_UNITS | DMDVLY_1_GEN 3 | GEN | Diamond Valley Unit 3 | 3.3 | 3.3 |  | Metropolitan Water District of Southern California (MWD) | HYDRO | WATER | SP15 |  |  | CISO
Non-Participating | N | Y | DMDVLY_1_UNITS | DMDVLY_1_GEN 4 | GEN | Diamond Valley Unit 4 | 3.3 | 3.3 |  | Metropolitan Water District of Southern California (MWD) | HYDRO | WATER | SP15 |  |  | CISO
Non-Participating | N | Y | DMDVLY_1_UNITS | DMDVLY_1_GEN 5 | GEN | Diamond Valley Unit 5 | 3.3 | 3.3 |  | Metropolitan Water District of Southern California (MWD) | HYDRO | WATER | SP15 |  |  | CISO
Non-Participating | N | Y | DMDVLY_1_UNITS | DMDVLY_1_GEN 6 | GEN | Diamond Valley Unit 6 | 3.3 | 3.3 |  | Metropolitan Water District of Southern California (MWD) | HYDRO | WATER | SP15 |  |  | CISO
Non-Participating | N | Y | DMDVLY_1_UNITS | DMDVLY_1_GEN 7 | GEN | Diamond Valley Unit 7 | 3.3 | 3.3 |  | Metropolitan Water District of Southern California (MWD) | HYDRO | WATER | SP15 |  |  | CISO
Non-Participating | N | Y | DMDVLY_1_UNITS | DMDVLY_1_GEN 8 | GEN | Diamond Valley Unit 8 | 3.3 | 3.3 |  | Metropolitan Water District of Southern California (MWD) | HYDRO | WATER | SP15 |  |  | CISO
Non-Participating | N | Y | DMDVLY_1_UNITS | DMDVLY_1_GEN 9 | GEN | Diamond Valley Unit 9 | 3.3 | 3.3 |  | Metropolitan Water District of Southern California (MWD) | HYDRO | WATER | SP15 |  |  | CISO
Participating Unit | N | Y | DMDVLY_1_UNITS | DMDVLY_1_UNITS | GEN | DIAMOND VALLEY LAKE PUMP-GEN PLANT | 21 |  | SCE | Metropolitan Water District of Southern California (MWD) | HYDRO | WATER | SP15 | 36892 |  | CISO | SCE
Participating Unit | N | N |  | DONNLS_7_UNIT | GEN | Donnells Hydro | 72 | 72 | PGAE | City of Santa Clara DBA Silicon Valley Power (MSS Agreement - S14) | HYDRO | WATER | NP15 | 20821 |  | CISO | NCPA
Participating Unit | N | N |  | DOSMGO_2_NSPIN | GEN | DOSMGO_2_NSPIN | 159 | 159 | PGAE |  | PUMP | WATER | NP15 |  |  | CISO | CWRP
Participating Unit | N | N |  | DOUBLC_1_UNITS | GEN | DOUBLE "C" LIMITED | 52.23 | 55.3 | PGAE | DOUBLE "C" LIMITED | COMBUSTION TURBINE | NATURAL GAS | ZP26 | 32581 |  | CISO | PGAE
Participating Unit | N | N |  | DRACKR_2_DS3SR3 | GEN | Dracker Solar Unit 3 | 125 | 125 | SCE | NextEra Blythe Solar Energy Center, LLC | PHOTO VOLTAIC | SUN | SP15 | 43970 |  | CISO | SCE
Participating Unit | N | N |  | DRACKR_2_DS4SR4 | GEN | Dracker Solar Unit 4 | 125 | 125 | SCE | NextEra Blythe Solar Energy Center, LLC | PHOTO VOLTAIC | SUN | SP15 |  |  | CISO | SCE
Participating Unit | N | N |  | DRACKR_2_SOLAR1 | GEN | Dracker Solar Unit 1 | 110 | 110 | SCE | Blythe Solar 110, LLC | PHOTO VOLTAIC | SUN | SP15 | 42436 |  | CISO | SCE
Participating Unit | N | N |  | DRACKR_2_SOLAR2 | GEN | Dracker Solar Unit 2 | 125 | 125 | SCE | Blythe Solar II, LLC | PHOTO VOLTAIC | SUN | SP15 | 42643 |  | CISO | SCE
Non-Participating | N | Y | DREWS_6_PL1X4 | DREWS_6_GEN 1 | GEN | DREWS UNIT 1 | 10.8 | 10.8 |  | Colton Power, LP | COMBUSTION TURBINE | NATURAL GAS | SP15 |  |  | CISO
Non-Participating | N | Y | DREWS_6_PL1X4 | DREWS_6_GEN 2 | GEN | DREWS UNIT 2 | 10.8 | 10.8 |  | Colton Power, LP | COMBUSTION TURBINE | NATURAL GAS | SP15 |  |  | CISO
Non-Participating | N | Y | DREWS_6_PL1X4 | DREWS_6_GEN 3 | GEN | DREWS UNIT 3 | 10.8 | 10.8 |  | Colton Power, LP | COMBUSTION TURBINE | NATURAL GAS | SP15 |  |  | CISO
Non-Participating | N | Y | DREWS_6_PL1X4 | DREWS_6_GEN 4 | GEN | DREWS UNIT 4 | 10.8 | 10.8 |  | Colton Power, LP | COMBUSTION TURBINE | NATURAL GAS | SP15 |  |  | CISO
Participating Unit | N | Y | DREWS_6_PL1X4 | DREWS_6_PL1X4 | GEN | Drews Generating Plant | 41.4 |  | SCE | Colton Power, LP | COMBUSTION TURBINE | NATURAL GAS | SP15 | 37117 |  | CISO | SCE
Participating Unit | N | Y | DRUM_7_PL1X2 | DRUM_7_PL1X2 | GEN | Drum PH 1 Units 1 & 2 Aggregate | 26 |  | PGAE | Pacific Gas & Electric Company | HYDRO | WATER | NP15 | 4750 |  | CISO | PGAE
Participating Unit | N | Y | DRUM_7_PL3X4 | DRUM_7_PL3X4 | GEN | Drum PH 1 Units 3 & 4 Aggregate | 28.9 |  | PGAE | Pacific Gas & Electric Company | HYDRO | WATER | NP15 | 8037 |  | CISO | PGAE
Non-Participating | N | Y | DRUM_7_PL1X2 | DRUM_7_UNIT 1 | GEN | DRUM PH 1 UNIT 1 | 13 | 13 |  | Pacific Gas & Electric Company | HYDRO | WATER | NP15 |  |  | CISO
Non-Participating | N | Y | DRUM_7_PL1X2 | DRUM_7_UNIT 2 | GEN | DRUM PH 1 UNIT 2 | 13 | 13 |  | Pacific Gas & Electric Company | HYDRO | WATER | NP15 |  |  | CISO
Non-Participating | N | Y | DRUM_7_PL3X4 | DRUM_7_UNIT 3 | GEN | Drum PH 1 Unit 3 | 12.9 | 12.9 |  | Pacific Gas & Electric Company | HYDRO | WATER | NP15 |  |  | CISO
Non-Participating | N | Y | DRUM_7_PL3X4 | DRUM_7_UNIT 4 | GEN | Drum PH 1 Unit 4 | 16 | 16 |  | Pacific Gas & Electric Company | HYDRO | WATER | NP15 |  |  | CISO
Participating Unit | N | N |  | DRUM_7_UNIT 5 | GEN | DRUM PH 2 UNIT 5 | 50 | 50 | PGAE | Pacific Gas & Electric Company | HYDRO | WATER | NP15 | 23743 |  | CISO | PGAE
Participating Unit | N | N |  | DSABLA_7_UNIT | GEN | De Sabla Hydro | 18.5 | 18.5 | PGAE | Pacific Gas & Electric Company | HYDRO | WATER | NP15 | 23012 |  | CISO | PGAE
Participating Unit | N | N |  | DSFLWR_2_WS2SR1 | GEN | Willow Springs 2 | 100 | 100 | SCE | Willow Springs Solar, LLC | PHOTO VOLTAIC | SUN | SP15 | 43494 |  | CISO | SCE
Participating Unit | N | Y | DSRTSL_2_SOLAR1 | DSRTSL_2_SOLAR1 | GEN | Desert Stateline | 296.19 |  | SCE | Desert Stateline, LLC | PHOTO VOLTAIC | SUN | SP15 | 42612 |  | CISO | SCE
Non-Participating | N | Y | DSRTSL_2_SOLAR1 | DSRTSL_2_SOLR1A | GEN | DSRTSL_2_SOLR1A | 148.1 | 148.1 |  | Desert Stateline, LLC | PHOTO VOLTAIC | SUN | SP15 |  |  | CISO
Non-Participating | N | Y | DSRTSL_2_SOLAR1 | DSRTSL_2_SOLR1B | GEN | DSRTSL_2_SOLR1B | 148.1 | 148.1 |  | Desert Stateline, LLC | PHOTO VOLTAIC | SUN | SP15 |  |  | CISO
Participating Unit | N | Y | DSRTSN_2_SOLAR1 | DSRTSN_2_SOLAR1 | GEN | Desert Sunlight 300 | 300 |  | SCE | Desert Sunlight Holdings, LLC | PHOTO VOLTAIC | SUN | SP15 | 41569 |  | CISO | SCE
Participating Unit | N | Y | DSRTSN_2_SOLAR2 | DSRTSN_2_SOLAR2 | GEN | Desert Sunlight 250 | 250 |  | SCE | Desert Sunlight Holdings, LLC | PHOTO VOLTAIC | SUN | SP15 | 41559 |  | CISO | SCE
Non-Participating |  | Y | DSRTSN_2_SOLAR1 | DSRTSN_2_SOLR1A | GEN | Desert Sunlight 300 | 156.9 | 156.9 |  | Desert Sunlight Holdings, LLC | PHOTO VOLTAIC | SUN | SP15 |  |  | CISO
Non-Participating |  | Y | DSRTSN_2_SOLAR1 | DSRTSN_2_SOLR1B | GEN | Desert Sunlight 300 | 156.9 | 156.9 |  | Desert Sunlight Holdings, LLC | PHOTO VOLTAIC | SUN | SP15 |  |  | CISO
Non-Participating |  | Y | DSRTSN_2_SOLAR2 | DSRTSN_2_SOLR2A | GEN | Desert Sunlight 250 | 129.8 | 129.8 |  | Desert Sunlight Holdings, LLC | PHOTO VOLTAIC | SUN | SP15 |  |  | CISO
Non-Participating |  | Y | DSRTSN_2_SOLAR2 | DSRTSN_2_SOLR2B | GEN | Desert Sunlight 250 | 129.8 | 129.8 |  | Desert Sunlight Holdings, LLC | PHOTO VOLTAIC | SUN | SP15 |  |  | CISO
Participating Unit | N | N |  | DTCHWD_2_BT3WND | GEN | Brookfield Tehachapi 3 | 4.5 | 4.5 | SCE | Coram Energy LLC | WIND | WIND | SP15 | 42482 |  | CISO | SCE
Participating Unit | N | N |  | DTCHWD_2_BT4WND | GEN | Brookfield Tehachapi 4 | 6.52 | 7.1 | SCE | Coram Tehachapi, L.P. | WIND | WIND | SP15 | 42482 |  | CISO | SCE
Non-Participating |  | Y | ANTLPE_2_QF | DTCHWD_6_QF | GEN | DTCHWD_6_QF | 14 | 14 |  |  |  |  | SP15 |  |  | CISO
Participating Unit | N | Y | DUANE_1_PL1X3 | DUANE_1_PL1X3 | GEN | DONALD VON RAESFELD POWER PROJECT | 147.8 |  | PGAE | City of Santa Clara DBA Silicon Valley Power (MSS Agreement - S14) | COMBINED CYCLE | NATURAL GAS | NP15 | 38435 |  | CISO | NCPA
Non-Participating | N | Y | DUANE_1_PL1X3 | DUANE_7_CTG1 | GEN | Donald Von Raesfeld CTG Unit 1 | 50.4 | 50.4 |  | Donald Von Raesfeld Power Plant | COMBUSTION TURBINE | NATURAL GAS | NP15 |  |  | CISO
Non-Participating | N | Y | DUANE_1_PL1X3 | DUANE_7_CTG2 | GEN | Donald Von Raesfeld CTG Unit 2 | 50.4 | 50.4 |  | Donald Von Raesfeld Power Plant | COMBUSTION TURBINE | NATURAL GAS | NP15 |  |  | CISO
Non-Participating | N | Y | DUANE_1_PL1X3 | DUANE_7_STG3 | GEN | Donald Von Raesfeld STG Unit 3 | 53.6 | 53.6 |  | Donald Von Raesfeld Power Plant | STEAM | HEAT RECOVERY | NP15 |  |  | CISO
Participating Unit | N | N |  | DUTCH1_7_UNIT 1 | GEN | DUTCH FLAT 1 PH | 22 | 22 | PGAE | Pacific Gas & Electric Company | HYDRO | WATER | NP15 | 15707 |  | CISO | PGAE
Participating Unit | N | N |  | DUTCH2_7_UNIT 1 | GEN | DUTCH FLAT 2 PH | 26 | 26 | PGAE | Nevada Irrigation District | HYDRO | WATER | NP15 | 23743 |  | CISO | PGAE
Non-Participating | N | Y | DVLCYN_1_UNITS | DVLCYN_1_UNIT 1 | GEN | DEVIL CANYON HYDRO UNIT 1 | 60 | 60 |  | California Dept. of Water Resources | HYDRO | WATER | SP15 |  |  | CISO
Non-Participating | N | Y | DVLCYN_1_UNITS | DVLCYN_1_UNIT 2 | GEN | DEVIL CANYON HYDRO UNIT 2 | 60 | 60 |  | California Dept. of Water Resources | HYDRO | WATER | SP15 |  |  | CISO
Non-Participating | N | Y | DVLCYN_1_UNITS | DVLCYN_1_UNIT 3 | GEN | DEVIL CANYON HYDRO UNIT 3 | 80 | 80 |  | California Dept. of Water Resources | HYDRO | WATER | SP15 |  |  | CISO
Non-Participating | N | Y | DVLCYN_1_UNITS | DVLCYN_1_UNIT 4 | GEN | DEVIL CANYON HYDRO UNIT 4 | 80 | 80 |  | California Dept. of Water Resources | HYDRO | WATER | SP15 |  |  | CISO
Participating Unit | N | Y | DVLCYN_1_UNITS | DVLCYN_1_UNITS | GEN | DEVIL CANYON HYDRO UNITS 1-4 AGGREGATE | 235 |  | SCE | California Dept. of Water Resources | HYDRO | WATER | SP15 | 26299 |  | CISO | CWRS
Participating Unit | N | N |  | EASTWD_7_UNIT | GEN | EASTWOOD PUMP-GEN | 200 | 207 | SCE | Southern California Edison Company | PUMPED STORAGE | WATER | SP15 | 31778 |  | CISO | SCE
Participating Unit | N | N |  | EDMONS_2_NSPIN | GEN | EDMONS_2_NSPIN | 775.8 | 840 | SCE |  | PUMP | WATER | SP15 |  |  | CISO | CWRS
Participating Unit | N | N |  | EEKTMN_6_SOLAR1 | GEN | EE K Solar 1 | 20 | 20 | PGAE | EE Kettleman Land, LLC | PHOTO VOLTAIC | SUN | NP15 | 42228 |  | CISO | PGAE
Participating Unit | N | N |  | ELCABO_5_ECWSCEDYN | TG | El Cabo Wind | 298 |  | SCE | WILLOWBEACH | WIND | WIND | SP15 | 42888 |  | AZPS | SCE
Participating Unit | N | N |  | ELCAJN_6_EB1BT1 | GEN | Eastern BESS 1 | 7.5 | 7.5 | SDGE | San Diego Gas & Electric | OTHER | LESR | SP15 | 42784 |  | CISO | SDGE
Participating Unit | N | N |  | ELCAJN_6_LM6K | GEN | El Cajon Energy Center | 48.1 | 49.7 | SDGE | El Cajon Energy, LLC | COMBUSTION TURBINE | NATURAL GAS | SP15 | 40345 |  | CISO | SDGE
Participating Unit | N | N |  | ELCAJN_6_UNITA1 | GEN | Cuyamaca Peak Energy Plant | 45.42 | 48 | SDGE | San Diego Gas & Electric | COMBUSTION TURBINE | NATURAL GAS | SP15 | 37405 |  | CISO | SDGE
Participating Unit | N | N |  | ELCAP_1_SOLAR | GEN | 2097 Helton | 1.5 | 1.5 | PGAE | Solarenewal LLC | PHOTO VOLTAIC | SUN | NP15 | 42125 |  | CISO | PGAE
Participating Unit | N | N |  | ELDORO_7_UNIT 1 | GEN | El Dorado Unit 1 | 11 | 10.5 | PGAE | El Dorado Irrigation District | HYDRO | WATER | NP15 | 38493 |  | CISO | PGAE
Participating Unit | N | N |  | ELDORO_7_UNIT 2 | GEN | El Dorado Unit 2 | 11 | 10.5 | PGAE | El Dorado Irrigation District | HYDRO | WATER | NP15 | 38493 |  | CISO | PGAE
Participating Unit | N | Y | ELECTR_7_PL1X3 | ELECTR_7_PL1X3 | GEN | ELECTRA PH UNIT 1 & 2 AGGREGATE | 93 |  | PGAE | Pacific Gas & Electric Company | HYDRO | WATER | NP15 | 17533 |  | CISO | PGAE
Non-Participating | N | Y | ELECTR_7_PL1X3 | ELECTR_7_UNIT 1 | GEN | ELECTRA UNIT 1 | 31.7 | 31.7 |  | Pacific Gas & Electric Company | HYDRO | WATER | NP15 |  |  | CISO
Non-Participating | N | Y | ELECTR_7_PL1X3 | ELECTR_7_UNIT 2 | GEN | ELECTRA UNIT 2 | 31.7 | 31.7 |  | Pacific Gas & Electric Company | HYDRO | WATER | NP15 |  |  | CISO
Non-Participating | N | Y | ELECTR_7_PL1X3 | ELECTR_7_UNIT 3 | GEN | ELECTRA UNIT 3 | 38.1 | 38.1 |  | Pacific Gas & Electric Company | HYDRO | WATER | NP15 |  |  | CISO
Participating Unit | N | N |  | ELKCRK_6_STONYG | GEN | STONEY GORGE HYDRO AGGREGATE | 4.9 | 4.9 | PGAE | City of Santa Clara DBA Silicon Valley Power (MSS Agreement - S14) | HYDRO | WATER | NP15 | 31413 |  | CISO | NCPA
Participating Unit | N | Y | ELKHIL_2_PL1X3 | ELKHIL_2_PL1X3 | GEN | ELK HILLS COMBINED CYCLE (AGGREGATE) | 551.7 |  | PGAE | Elk Hills Power, LLC | COMBINED CYCLE | NATURAL GAS | ZP26 | 37826 |  | CISO | PGAE
Non-Participating | N | Y | ELKHIL_2_PL1X3 | ELKHIL_7_CTG1 | GEN | ELK HILLS COMBUSTION TURBINE UNIT 1 | 169 | 169 |  | Elk Hills Power, LLC | COMBUSTION TURBINE | NATURAL GAS | ZP26 |  |  | CISO
Non-Participating | N | Y | ELKHIL_2_PL1X3 | ELKHIL_7_CTG2 | GEN | ELK HILLS COMBUSTION TURBINE UNIT 2 | 169 | 169 |  | Elk Hills Power, LLC | COMBUSTION TURBINE | NATURAL GAS | ZP26 |  |  | CISO
Non-Participating | N | Y | ELKHIL_2_PL1X3 | ELKHIL_7_STG | GEN | ELK HILLS STEAM TURBINE UNIT | 223 | 223 |  | Elk Hills Power, LLC | STEAM | HEAT RECOVERY | ZP26 |  |  | CISO
Participating Unit | Y | N |  | ELLIS_2_QF | GEN | ELLIS QFS | 12 | 28.2 | SCE | Southern California Edison Company | OTHER | OTHER | SP15 | 33970 |  | CISO | SCE
Participating Unit | N | N |  | ELNIDP_6_BIOMAS | GEN | El Nido Biomass to Energy | 10.5 | 12.5 | PGAE | Global Ampersand LLC | STEAM | BIOMASS | NP15 | 39684 |  | CISO | PGAE
Participating Unit | N | Y | ELSEGN_2_UN1011 | ELSEGN_2_UN1011 | GEN | El Segundo Energy Center 5/6 | 263 |  | SCE | El Segundo Energy Center LLC | COMBINED CYCLE | NATURAL GAS | SP15 | 41454 |  | CISO | SCE
Participating Unit | N | Y | ELSEGN_2_UN2021 | ELSEGN_2_UN2021 | GEN | El Segundo Energy Center 7/8 | 263.68 |  | SCE | El Segundo Energy Center LLC | COMBINED CYCLE | NATURAL GAS | SP15 | 41454 |  | CISO | SCE
Non-Participating | N | Y | ELSEGN_2_UN1011 | ELSEGN_2_UNIT10 | GEN | El Segundo Energy Center Unit 6 | 90.5 | 90.5 |  | El Segundo Energy Center LLC | COMBINED CYCLE | NATURAL GAS | SP15 |  |  | CISO
Non-Participating | N | Y | ELSEGN_2_UN1011 | ELSEGN_2_UNIT11 | GEN | El Segundo Energy Center Unit 5 | 228 | 228 |  | El Segundo Energy Center LLC | COMBINED CYCLE | NATURAL GAS | SP15 |  |  | CISO
Non-Participating | N | Y | ELSEGN_2_UN2021 | ELSEGN_2_UNIT20 | GEN | El Segundo Energy Center Unit 8 | 90.5 | 90.5 |  | El Segundo Energy Center LLC | COMBINED CYCLE | NATURAL GAS | SP15 |  |  | CISO
Non-Participating | N | Y | ELSEGN_2_UN2021 | ELSEGN_2_UNIT21 | GEN | El Segundo Energy Center Unit 7 | 228 | 228 |  | El Segundo Energy Center LLC | COMBINED CYCLE | NATURAL GAS | SP15 |  |  | CISO
Participating Unit | N | N |  | ENERSJ_2_WIND | GEN | ESJ Wind Energy | 155.1 | 155.1 | SDGE | Energia Sierra Juarez, S. de R.L. de C.V. | WIND | WIND | SP15 | 42159 |  | CISO | SDGE
Participating Unit | N | N |  | ENWIND_2_WIND1 | GEN | Cameron Ridge | 47.1 | 47.1 | SCE | Cameron Ridge, LLC | WIND | WIND | SP15 | 41983 |  | CISO | SCE
Participating Unit | N | N |  | ENWIND_2_WIND2 | GEN | Ridgetop I | 38.24 | 65 | SCE | Ridgetop Energy, LLC | WIND | WIND | SP15 | 42086 |  | CISO | SCE
Non-Participating |  | Y | ANTLPE_2_QF | ENWIND_6_QF | GEN | ENWIND_6_QF | 112.9 | 112.9 |  |  |  |  | SP15 |  |  | CISO
Participating Unit | N | N |  | ESCNDO_6_EB1BT1 | GEN | Escondido BESS 1 | 10 | 10 | SDGE | San Diego Gas & Electric | OTHER | LESR | SP15 | 42800 |  | CISO | SDGE
Participating Unit | N | N |  | ESCNDO_6_EB2BT2 | GEN | Escondido BESS 2 | 10 | 10 | SDGE | San Diego Gas & Electric | OTHER | LESR | SP15 | 42800 |  | CISO | SDGE
Participating Unit | N | N |  | ESCNDO_6_EB3BT3 | GEN | Escondido BESS 3 | 10 | 10 | SDGE | San Diego Gas & Electric | OTHER | LESR | SP15 | 42800 |  | CISO | SDGE
Participating Unit | N | N |  | ESCNDO_6_PL1X2 | GEN | MMC Escondido Aggregate | 48.71 | 49.5 | SDGE | Escondido Energy Center | COMBUSTION TURBINE | NATURAL GAS | SP15 | 41664 |  | CISO | SDGE
Participating Unit | N | N |  | ESCNDO_6_UNITB1 | GEN | CalPeak Power Enterprise Unit 1 | 48.04 | 52 | SDGE | CalPeak Power - Enterprise LLC | COMBUSTION TURBINE | NATURAL GAS | SP15 | 37187 |  | CISO | SDGE
Participating Unit | Y | N |  | ESCO_6_GLMQF | GEN | Goal Line Cogen | 49.9 | 49.9 | SDGE | Goal Line, L.P. | COMBUSTION TURBINE | NATURAL GAS | SP15 | 34335 |  | CISO | SDGE
Participating Unit | N | N |  | ESQUON_6_LNDFIL | GEN | Neal Road Landfill Generating Facility | 2.1 | 2.1 | PGAE | Ameresco Butte County LLC | RECIPROCATING ENGINE | BIOGAS | NP15 | 41179 |  | CISO | PGAE
Participating Unit | N | N |  | ETIWND_2_CHMPNE | GEN | Champagne | 1 | 1.5 | SCE | California PV Energy, LLC | PHOTO VOLTAIC | SUN | SP15 | 41628 |  | CISO | SCE
Participating Unit | N | N |  | ETIWND_2_FONTNA | GEN | FONTANALYTLE CREEK POWERHOUSE P | 2.56 | 2.6 | SCE | Southern California Edison Company | HYDRO | WATER | SP15 | 1462 |  | CISO | SCE
Participating Unit | N | N |  | ETIWND_2_RTS010 | GEN | SPVP010 Fontana RT Solar | 1.5 | 1.5 | SCE | Southern California Edison | PHOTO VOLTAIC | SUN | SP15 | 41282 |  | CISO | SCE
Participating Unit | N | N |  | ETIWND_2_RTS015 | GEN | SPVP015 | 3 | 3 | SCE | Southern California Edison | PHOTO VOLTAIC | SUN | SP15 | 41289 |  | CISO | SCE
Participating Unit | N | N |  | ETIWND_2_RTS017 | GEN | SPVP017 | 3.5 | 3.5 | SCE | Southern California Edison | PHOTO VOLTAIC | SUN | SP15 | 40892 |  | CISO | SCE
Participating Unit | N | N |  | ETIWND_2_RTS018 | GEN | SPVP018 Fontana RT Solar | 1.5 | 1.5 | SCE | Southern California Edison | PHOTO VOLTAIC | SUN | SP15 | 41237 |  | CISO | SCE
Participating Unit | N | N |  | ETIWND_2_RTS023 | GEN | SPVP023 Fontana RT Solar | 2.5 | 2.5 | SCE | Southern California Edison | PHOTO VOLTAIC | SUN | SP15 | 41290 |  | CISO | SCE
Participating Unit | N | N |  | ETIWND_2_RTS026 | GEN | SPVP026 | 6 | 6 | SCE | Southern California Edison | PHOTO VOLTAIC | SUN | SP15 | 42405 |  | CISO | SCE
Participating Unit | N | N |  | ETIWND_2_RTS027 | GEN | SPVP027 | 2 | 2 | SCE | Southern California Edison | PHOTO VOLTAIC | SUN | SP15 | 41442 |  | CISO | SCE
Participating Unit | N | N |  | ETIWND_2_SOLAR1 | GEN | Dedeaux Ontario | 1 | 1 | SCE | SunEdison Utility Solutions, LLC | PHOTO VOLTAIC | SUN | SP15 | 42452 |  | CISO | SCE
Participating Unit | N | N |  | ETIWND_2_SOLAR2 | GEN | Rochester | 1 | 1 | SCE | DG Solar Lessee II, LLC | PHOTO VOLTAIC | SUN | SP15 | 42619 |  | CISO | SCE
Participating Unit | N | N |  | ETIWND_2_SOLAR5 | GEN | Dulles | 2 | 2 | SCE | Golden Solar, LLC | PHOTO VOLTAIC | SUN | SP15 | 42691 |  | CISO | SCE
Participating Unit | N | N |  | ETIWND_2_UNIT1 | GEN | ETIWND_2_UNIT1 | 33.6 | 33.6 | SCE | New-Indy Ontario, LLC | COMBUSTION TURBINE | NATURAL GAS | SP15 | 42370 |  | CISO | SCE
Participating Unit | N | N |  | ETIWND_6_GRPLND | GEN | Grapeland Peaker | 47.39 | 59 | SCE | Southern California Edison Company | COMBUSTION TURBINE | NATURAL GAS | SP15 | 39345 |  | CISO | SCE
Participating Unit | N | N |  | ETIWND_6_MWDETI | GEN | ETIWANDA RECOVERY HYDRO | 24 | 23.9 | SCE | Metropolitan Water District of Southern California (MWD) | HYDRO | WATER | SP15 | 34335 |  | CISO | SCE
Participating Unit | N | N |  | EXCHEC_7_UNIT 1 | GEN | EXCHEQUER HYDRO | 94.5 | 94.5 | PGAE | Merced Irrigation District | HYDRO | WATER | NP15 | 24473 |  | CISO | PGAE
Participating Unit | N | N |  | EXCLSG_1_SOLAR | GEN | Excelsior Solar | 60 | 60 | PGAE | Five Points Solar Park LLC | PHOTO VOLTAIC | SUN | NP15 | 42649 |  | CISO | PGAE
Participating Unit | Y | N |  | FAIRHV_6_UNIT | GEN | FAIRHAVEN POWER CO. | 18.75 | 19.9 | PGAE | DG Fairhaven Power LLC | STEAM | BIOMASS | NP15 | 31670 |  | CISO | PGAE
Participating Unit | Y | N |  | FELLOW_7_QFUNTS | GEN | Fellow QF Aggregate | 6.2 | 17.5 | PGAE | Pacific Gas & Electric Company | COMBUSTION TURBINE | NATURAL GAS | ZP26 | 38869 |  | CISO | PGAE
Participating Unit | N | N |  | FLOWD_2_RT2WD2 | GEN | Ridgetop 2 | 27.39 | 27.4 | SCE | Ridgetop Energy, LLC | WIND | WIND | SP15 | 43385 |  | CISO | SCE
Participating Unit | N | N |  | FLOWD_2_WIND1 | GEN | Cameron Ridge 2 | 11.9 | 11.9 | SCE | Cameron Ridge II, LLC | WIND | WIND | SP15 | 42384 |  | CISO | SCE
Non-Participating |  | Y | ANTLPE_2_QF | FLOWD_6_QF | GEN | FLOWD_6_QF | 40.7 | 40.7 |  |  |  |  | SP15 |  |  | CISO
Participating Unit | N | N |  | FLOWD2_2_FPLWND | GEN | DIABLO WINDS | 18 | 18 | PGAE | Diablo Winds, LLC | WIND | WIND | NP15 | 38473 |  | CISO | PGAE
Participating Unit | Y | N |  | FMEADO_6_HELLHL | GEN | FMEADO_6_HELLHL | 0.6 | 0.5 | PGAE | Placer County Water Agency | HYDRO | WATER | NP15 | 30436 |  | CISO | PGAE
Participating Unit | N | N |  | FMEADO_7_UNIT | GEN | FRENCH MEADOWS HYDRO | 16 | 18 | PGAE | Placer County Water Agency | HYDRO | WATER | NP15 | 24108 |  | CISO | PGAE
Participating Unit | N | N |  | FORBST_7_UNIT 1 | GEN | FORBESTOWN HYDRO | 37.5 | 39 | PGAE | South Feather Water and Power | HYDRO | WATER | NP15 | 23012 |  | CISO | PGAE
Participating Unit | Y | N |  | FORKBU_6_UNIT | GEN | HYPOWER, INC. (FORKS OF BUTTE) | 14.3 | 14.3 | PGAE | Pacific Gas & Electric Company | HYDRO | WATER | NP15 | 33679 |  | CISO | PGAE
Participating Unit | N | N |  | FRESHW_1_SOLAR1 | GEN | Corcoran 3 | 20 | 20 | PGAE | CED Corcoran Solar 3, LLC | PHOTO VOLTAIC | SUN | NP15 | 42433 |  | CISO | PGAE
Participating Unit | N | N |  | FRIANT_6_UNITS | GEN | FRIANT DAM | 25 | 34.7 | PGAE | Friant Power Authority | HYDRO | WATER | NP15 | 42430 |  | CISO | PGAE
Participating Unit | Y | N |  | FRITO_1_LAY | GEN | FRITO-LAY | 6 | 6.9 | PGAE | Frito Lay, Inc. | COMBUSTION TURBINE | NATURAL GAS | ZP26 | 31413 |  | CISO | PGAE
Participating Unit | N | N |  | FRNTBW_6_SOLAR1 | GEN | Frontier Solar | 20 | 20 | PGAE | CED Lost Hills Solar, LLC | PHOTO VOLTAIC | SUN | ZP26 | 43501 |  | CISO | PGAE
Participating Unit | N | N |  | FROGTN_1_UTICAA | GEN | Angels Powerhouse | 1.4 | 1.4 | PGAE | Utica Water and Power Authority | HYDRO | WATER | NP15 | 42969 |  | CISO | PGAE
Participating Unit | N | N |  | FROGTN_1_UTICAM | GEN | Murphys Powerhouse | 3.6 | 3.6 | PGAE | Utica Water and Power Authority | HYDRO | WATER | NP15 | 42969 |  | CISO | PGAE
Participating Unit | N | N |  | FTSWRD_6_TRFORK | GEN | Three Forks Water Power Project | 1.63 | 1.5 | PGAE | Grizzly Mountain Ranch | HYDRO | WATER | NP15 | 40848 |  | CISO | PGAE
Participating Unit | Y | N |  | FTSWRD_7_QFUNTS | GEN | FTSWRD_7_QFUNTS | 1.6 | 1.3 | PGAE | Pacific Gas & Electric Company | HYDRO | WATER | NP15 |  |  | CISO | PGAE
Participating Unit | Y | N |  | FULTON_1_QF | GEN | SMALL QF AGGREGATION - ZENIA | 1 | 1 | PGAE | Pacific Gas & Electric Company | HYDRO | WATER | NP15 | 30317 |  | CISO | PGAE
Participating Unit | N | N |  | GALE_1_SR3SR3 | GEN | Sunray 3 | 13.8 | 13.8 | SCE | Sunray Energy 3 LLC | PHOTO VOLTAIC | SUN | SP15 | 42915 |  | CISO | SCE
Participating Unit | N | N |  | GANSO_1_WSTBM1 | GEN | Weststar Dairy Biogas | 1 | 1 | PGAE | ABEC #2 LLC | RECIPROCATING ENGINE | BIOGAS | ZP26 | 43133 |  | CISO | PGAE
Participating Unit | N | N |  | GARLND_2_GASLR | GEN | Garland B | 180 | 180 | SCE | RE GARLAND LLC | PHOTO VOLTAIC | SUN | SP15 | 42670 |  | CISO | SCE
Participating Unit | N | N |  | GARLND_2_GASLRA | GEN | Garland A | 20 | 20 | SCE | RE GARLAND A LLC | PHOTO VOLTAIC | SUN | SP15 | 42636 |  | CISO | SCE
Participating Unit | N | N |  | GARNET_1_SOLAR | GEN | North Palm Springs 4A | 4 | 4.1 | SCE | North Palm Springs Investments, LLC | PHOTO VOLTAIC | SUN | SP15 | 41215 |  | CISO | SCE
Participating Unit | N | N |  | GARNET_1_SOLAR2 | GEN | Garnet Solar Power Generation Station 1 | 4 | 4 | SCE | Garnet Solar Power Generation Station 1, LLC | PHOTO VOLTAIC | SUN | SP15 | 41996 |  | CISO | SCE
Participating Unit | Y | N |  | GARNET_1_UNITS | GEN | GARNET GREEN POWER PROJECT AGGREGATE | 16.5 | 16.5 | SCE | FPL Energy Green Power Wind, LLC | WIND | WIND | SP15 | 27576 |  | CISO | SCE
Participating Unit | N | N |  | GARNET_1_WIND | GEN | GARNET WIND ENERGY CENTER | 6.5 | 6.5 | SCE | Garnet Energy Corporation | WIND | WIND | SP15 | 39966 |  | CISO | SCE
Participating Unit | N | N |  | GARNET_1_WINDS | GEN | Garnet Winds Aggregation | 22.5 | 23.3 | SCE | Windpower Partners 1993, L.P. | WIND | WIND | SP15 | 40595 |  | CISO | SCE
Participating Unit | Y | N |  | GARNET_1_WT3WND | GEN | Wagner Wind | 6 | 6 | SCE | Wagner Wind, LLC | WIND | WIND | SP15 | 41267 |  | CISO | SCE
Participating Unit | Y | N |  | GARNET_2_DIFWD1 | GEN | Difwind | 7.88 | 7.9 | SCE | Difwind Farms Limited V | WIND | WIND | SP15 | 43119 |  | CISO | SCE
Participating Unit | N | N |  | GARNET_2_HYDRO | GEN | Whitewater Hydro | 1 | 1 | SCE | Desert Water Agency | HYDRO | WATER | SP15 | 42559 |  | CISO | SCE
Participating Unit | Y | N |  | GARNET_2_WIND1 | GEN | Phoenix | 11.2 | 11.2 | SCE | San Gorgonio Westwinds II, LLC | WIND | WIND | SP15 | 42030 |  | CISO | SCE
Participating Unit | Y | N |  | GARNET_2_WIND2 | GEN | Karen Avenue Wind Farm | 11.7 | 12 | SCE | Energy Development & Construction Corp. | WIND | WIND | SP15 | 42221 |  | CISO | SCE
Participating Unit | Y | N |  | GARNET_2_WIND3 | GEN | San Gorgonio East | 12.6 | 12.6 | SCE | San Gorgonio Westwinds II, LLC | WIND | WIND | SP15 | 42405 |  | CISO | SCE
Participating Unit | N | N |  | GARNET_2_WIND4 | GEN | Windustries | 9.8 | 9.8 | SCE | San Gorgonio Westwinds II - Windustries, LLC | WIND | WIND | SP15 | 42348 |  | CISO | SCE
Participating Unit | N | N |  | GARNET_2_WIND5 | GEN | Eastwind | 3 | 3 | SCE | Yavi Energy Holdings, LLC | WIND | WIND | SP15 | 42430 |  | CISO | SCE
Participating Unit | N | N |  | GARNET_2_WPMWD6 | GEN | WINTEC PALM | 5.93 | 6 | SCE | Wintec Energy, Ltd | WIND | WIND | SP15 | 43137 |  | CISO | SCE
Participating Unit | N | N |  | GASKW1_2_GW1SR1 | GEN | Gaskell West 1 | 20 | 20 | SCE | RE Gaskell West 1, LLC | PHOTO VOLTAIC | SUN | SP15 | 43165 |  | CISO | SCE
Participating Unit | N | N |  | GATES_2_SOLAR | GEN | Gates Solar Station | 20 | 20 | PGAE | Pacific Gas & Electric Company | PHOTO VOLTAIC | SUN | ZP26 | 41449 |  | CISO | PGAE
Participating Unit | N | N |  | GATES_2_WSOLAR | GEN | West Gates Solar Station | 10 | 10 | PGAE | Pacific Gas & Electric Company | PHOTO VOLTAIC | SUN | ZP26 | 41449 |  | CISO | PGAE
Participating Unit | N | N |  | GATEWY_2_GESBT1 | GEN | Gateway Energy Stroage | 250 | 250 | SDGE | Gateway Energy Storage, LLC | OTHER | LESR | SP15 | 43991 |  | CISO | SDGE
Non-Participating | N | Y | GATWAY_2_PL1X3 | GATWAY_2_CTGA | GEN | Gateway CTG A | 203.1 | 203.1 |  | Gateway Generating Station | COMBUSTION TURBINE | NATURAL GAS | NP15 |  |  | CISO
Non-Participating | N | Y | GATWAY_2_PL1X3 | GATWAY_2_CTGB | GEN | Gateway CTG B | 203.1 | 203.1 |  | Gateway Generating Station | COMBUSTION TURBINE | NATURAL GAS | NP15 |  |  | CISO
Participating Unit | N | Y | GATWAY_2_PL1X3 | GATWAY_2_PL1X3 | GEN | GATEWAY GENERATING STATION | 585 |  | PGAE | Pacific Gas & Electric Company | COMBINED CYCLE | NATURAL GAS | NP15 | 39819 |  | CISO | PGAE
Non-Participating | N | Y | GATWAY_2_PL1X3 | GATWAY_2_STGC | GEN | Gateway STG C | 213.4 | 213.4 |  | Gateway Generating Station | STEAM | NATURAL GAS | NP15 |  |  | CISO
Participating Unit | N | Y | GENESI_2_STG | GENESI_2_STG | GEN | Genesis Station | 250 |  | SCE | Genesis Solar, LLC | STEAM | SUN | SP15 | 41605 |  | CISO | SCE
Non-Participating | N | Y | GENESI_2_STG | GENESI_2_STG1 | GEN | Genesis McCoy Solar Project | 140 | 140 |  | Southern California Edison Company | STEAM | SUN | SP15 |  |  | CISO
Non-Participating | N | Y | GENESI_2_STG | GENESI_2_STG2 | GEN | Genesis McCoy Solar Project | 140 | 140 |  | Southern California Edison Company | STEAM | SUN | SP15 |  |  | CISO
Participating Unit | N | N |  | GEYS11_7_UNIT11 | GEN | GEYSERS UNIT 11 (HEALDSBURG) | 74.4 | 85 | PGAE | Geysers Power Company, LLC | STEAM | GEOTHERMAL | NP15 | 27395 |  | CISO | PGAE
Participating Unit | N | N |  | GEYS12_7_UNIT12 | GEN | GEYSERS UNIT 12 (HEALDSBURG) | 57 | 77 | PGAE | Geysers Power Company, LLC | STEAM | GEOTHERMAL | NP15 | 28856 |  | CISO | PGAE
Participating Unit | N | N |  | GEYS13_7_UNIT13 | GEN | GEYSERS UNIT 13 (HEALDSBURG) | 95 | 102 | PGAE | Geysers Power Company, LLC | STEAM | GEOTHERMAL | NP15 | 29221 |  | CISO | PGAE
Participating Unit | N | N |  | GEYS14_7_UNIT14 | GEN | GEYSERS UNIT 14 (HEALDSBURG) | 70 | 74.4 | PGAE | Geysers Power Company, LLC | STEAM | GEOTHERMAL | NP15 | 29221 |  | CISO | PGAE
Participating Unit | N | N |  | GEYS16_7_UNIT16 | GEN | GEYSERS UNIT 16 (HEALDSBURG) | 85 | 119.9 | PGAE | Geysers Power Company, LLC | STEAM | GEOTHERMAL | NP15 | 31048 |  | CISO | PGAE
Participating Unit | N | N |  | GEYS17_2_BOTRCK | GEN | Bottle Rock Geothermal | 10.01 | 55 | PGAE | Bottle Rock Power | STEAM | GEOTHERMAL | NP15 |  |  | CISO | PGAE
Participating Unit | N | N |  | GEYS17_7_UNIT17 | GEN | GEYSERS UNIT 17 (HEALDSBURG) | 60 | 84 | PGAE | Geysers Power Company, LLC | STEAM | GEOTHERMAL | NP15 | 29952 |  | CISO | PGAE
Participating Unit | N | N |  | GEYS18_7_UNIT18 | GEN | GEYSERS UNIT 18 (HEALDSBURG) | 72 | 119.9 | PGAE | Geysers Power Company, LLC | STEAM | GEOTHERMAL | NP15 | 30317 |  | CISO | PGAE
Participating Unit | N | N |  | GEYS20_7_UNIT20 | GEN | GEYSERS UNIT 20 (HEALDSBURG) | 62 | 84 | PGAE | Geysers Power Company, LLC | STEAM | GEOTHERMAL | NP15 | 31048 |  | CISO | PGAE
Participating Unit | N | N |  | GIFENS_6_BUGSL1 | GEN | Burford Giffen | 20 | 20 | PGAE | Giffen Solar Park LLC | PHOTO VOLTAIC | SUN | NP15 | 42902 |  | CISO | PGAE
Participating Unit | N | N |  | GIFFEN_6_SOLAR | GEN | Giffen Solar Station | 10 | 20 | PGAE | Pacific Gas & Electric Company | PHOTO VOLTAIC | SUN | NP15 | 41115 |  | CISO | PGAE
Participating Unit | N | N |  | GIFFEN_6_SOLAR1 | GEN | Aspiration Solar G | 9 | 9 | PGAE | Aspiration Solar G LLC | PHOTO VOLTAIC | SUN | NP15 | 42993 |  | CISO | PGAE
Non-Participating | N | Y | GILROY_1_UNIT | GILROY_1_CT1 | GEN | GILROY COGEN - UNIT 1 | 95 | 95 |  | Calpine Gilroy Cogen, L.P. | COMBUSTION TURBINE | NATURAL GAS | NP15 |  |  | CISO
Non-Participating | N | Y | GILROY_1_UNIT | GILROY_1_ST2 | GEN | GILROY COGEN - UNIT 2 | 45 | 45 |  | Calpine Gilroy Cogen, L.P. | STEAM | HEAT RECOVERY | NP15 |  |  | CISO
Participating Unit | N | Y | GILROY_1_UNIT | GILROY_1_UNIT | GEN | GILROY COGEN AGGREGATE | 120 |  | PGAE | Calpine Gilroy Cogen, L.P. | COMBINED CYCLE | NATURAL GAS | NP15 | 31778 |  | CISO | PGAE
Participating Unit | N | Y | GILRPP_1_PL1X2 | GILRPP_1_PL1X2 | GEN | GILROY ENERGY CENTER UNITS 1&2 AGGREGATE | 95.2 |  | PGAE | Gilroy Energy Center, LLC | COMBUSTION TURBINE | NATURAL GAS | NP15 | 37285 |  | CISO | PGAE
Participating Unit | N | N |  | GILRPP_1_PL3X4 | GEN | GILROY ENERGY CENTER, UNIT #3 | 46.2 | 49.9 | PGAE | Gilroy Energy Center, LLC | COMBUSTION TURBINE | NATURAL GAS | NP15 | 37315 |  | CISO | PGAE
Non-Participating | N | Y | GILRPP_1_PL1X2 | GILRPP_1_UNIT 1 | GEN | Gilroy Energy Center Unit 1 | 49.9 | 49.9 |  | Gilroy Energy Center, LLC | COMBUSTION TURBINE | NATURAL GAS | NP15 |  |  | CISO
Non-Participating | N | Y | GILRPP_1_PL1X2 | GILRPP_1_UNIT 2 | GEN | Gilroy Energy Center Unit 2 | 49.9 | 49.9 |  | Gilroy Energy Center, LLC | COMBUSTION TURBINE | NATURAL GAS | NP15 |  |  | CISO
Participating Unit | N | N |  | GLDFGR_6_SOLAR1 | GEN | Portal Ridge B | 20 | 20 | SCE | Portal Ridge Solar B, LLC | PHOTO VOLTAIC | SUN | SP15 | 42781 |  | CISO | SCE
Participating Unit | N | N |  | GLDFGR_6_SOLAR2 | GEN | Portal Ridge C | 11.4 | 11.4 | SCE | Portal Ridge Solar C, LLC | PHOTO VOLTAIC | SUN | SP15 | 42780 |  | CISO | SCE
Participating Unit | N | N |  | GLDTWN_6_COLUM3 | GEN | Columbia 3 | 10 | 10 | SCE | RE Columbia 3 LLC | PHOTO VOLTAIC | SUN | SP15 | 41618 |  | CISO | SCE
Participating Unit | N | N |  | GLDTWN_6_SOLAR | GEN | Rio Grande | 5 | 5 | SCE | RE Rio Grande LLC | PHOTO VOLTAIC | SUN | SP15 | 41596 |  | CISO | SCE
Participating Unit | N | N |  | GLNARM_2_UNIT 5 | GEN | Glenarm Turbine 5 | 65.81 | 71 | SCE | City of Pasadena | COMBINED CYCLE | NATURAL GAS | SP15 | 42724 |  | CISO | PASA
Participating Unit | N | N |  | GLNARM_7_UNIT 1 | GEN | GLEN ARM UNIT 1 | 22.07 | 30.6 | SCE | City of Pasadena | COMBUSTION TURBINE | NATURAL GAS | SP15 | 27760 |  | CISO | PASA
Participating Unit | N | N |  | GLNARM_7_UNIT 2 | GEN | GLEN ARM UNIT 2 | 22.3 | 30.6 | SCE | City of Pasadena | COMBUSTION TURBINE | NATURAL GAS | SP15 | 27760 |  | CISO | PASA
Participating Unit | N | N |  | GLNARM_7_UNIT 3 | GEN | GLEN ARM UNIT 3 | 44.83 | 47.3 | SCE | City of Pasadena | COMBUSTION TURBINE | NATURAL GAS | SP15 | 37994 |  | CISO | PASA
Participating Unit | N | N |  | GLNARM_7_UNIT 4 | GEN | GLEN ARM UNIT 4 | 42.42 | 47.3 | SCE | City of Pasadena | COMBUSTION TURBINE | NATURAL GAS | SP15 | 37994 |  | CISO | PASA
Participating Unit | N | N |  | GLOW_6_SOLAR | GEN | Antelope Power Plant | 20 | 20 | SCE | TA-High Desert, LLC | PHOTO VOLTAIC | SUN | SP15 | 41358 |  | CISO | SCE
Participating Unit | Y | N |  | GOLETA_2_QF | GEN | GOLETA QFS | 0.25 | 0.5 | SCE | Southern California Edison Company | OTHER | OTHER | SP15 | 31413 |  | CISO | SCE
Participating Unit | N | N |  | GOLETA_6_ELLWOD | GEN | ELLWOOD ENERGY SUPPORT FACILITY | 54 | 56 | SCE | NRG California South LP | COMBUSTION TURBINE | NATURAL GAS | SP15 |  |  | CISO | SCE
Participating Unit | Y | N |  | GOLETA_6_EXGEN | GEN | EXXON COMPANY USA | 48.2 | 48.2 | SCE | SOUTHERN CALIFORNIA EDISON COMPANY |  | OTHER | SP15 | 34200 |  | CISO | SCE
Participating Unit | N | N |  | GOLETA_6_TAJIGS | GEN | GOLETA_6_TAJIGS | 2.84 | 3.1 | SCE | MM Tajiguas Energy LLC | RECIPROCATING ENGINE | BIOGAS | SP15 | 36743 |  | CISO | SCE
Participating Unit | N | N |  | GONZLS_6_UNIT | GEN | Johnson Canyon Landfill | 1.42 | 1.4 | PGAE | Ameresco Johnson Canyon LLC | RECIPROCATING ENGINE | BIOGAS | NP15 | 41463 |  | CISO | PGAE
Participating Unit | N | N |  | GOOSLK_1_SOLAR1 | GEN | Goose Lake | 12 | 12 | PGAE | Cottonwood Solar, LLC | PHOTO VOLTAIC | SUN | ZP26 | 42147 |  | CISO | PGAE
Participating Unit | N | N |  | GRADYW_5_GDYWD1 | TG | Grady Wind | 200 | 220.5 | SCE | WILLOWBEACH | WIND | WIND | SP15 | 43678 |  | AZPS | SCE
Participating Unit | N | N |  | GRIDLY_6_SOLAR | GEN | GRIDLEY MAIN TWO | 2.5 | 2.5 | PGAE | LIGHTBEAM POWER COMPANY GRIDLEY MAIN TWO LLC | PHOTO VOLTAIC | SUN | NP15 | 41365 |  | CISO | PGAE
Participating Unit | N | N |  | GRIFFI_2_LSPDYN | TG | Griffith Energy | 570 |  | SCE | MEAD230 | COMBINED CYCLE | NATURAL GAS | SP15 |  |  | WALC | SCE
Participating Unit | N | N |  | GRIZLY_1_UNIT 1 | GEN | GRIZZLY HYDRO | 20 | 20 | PGAE | Pacific Gas & Electric Company | HYDRO | WATER | NP15 | 33970 |  | CISO | PGAE
Participating Unit | N | N |  | GRNLF2_1_UNIT | GEN | GREENLEAF II COGEN | 49.2 | 63.8 | PGAE | Greenleaf Energy Unit 2 LLC | COMBUSTION TURBINE | NATURAL GAS | NP15 |  |  | CISO | PGAE
Participating Unit | Y | N |  | GRNVLY_7_SCLAND | GEN | SANTA CRUZ LANDFILL GENERATING PLANT | 3.04 | 3.6 | PGAE | Ameresco Santa Cruz Energy LLC | RECIPROCATING ENGINE | BIOGAS | NP15 | 38750 |  | CISO | PGAE
Participating Unit | Y | N |  | GRSCRK_6_BGCKWW | GEN | BIG CREEK WATER WORKS - CEDAR FLAT | 5 | 5 | PGAE | Big Creek Water Works, Ltd. | HYDRO | WATER | NP15 | 31778 |  | CISO | PGAE
Participating Unit | Y | N |  | GRZZLY_1_BERKLY | GEN | Berkeley Cogeneration | 26.35 | 32.5 | PGAE | The Regents of the University of California | COMBINED CYCLE | NATURAL GAS | NP15 | 43151 |  | CISO | PGAE
Participating Unit | N | N |  | GUERNS_6_HD3BM3 | GEN | Hanford Digester Genset 3 | 1 | 1.1 | PGAE | Hanford Renewable Energy LLC | RECIPROCATING ENGINE | BIOGAS | NP15 | 43647 |  | CISO | PGAE
Participating Unit | N | N |  | GUERNS_6_SOLAR | GEN | Guernsey Solar Station | 20 | 20 | PGAE | Pacific Gas & Electric Company | PHOTO VOLTAIC | SUN | NP15 | 41535 |  | CISO | PGAE
Participating Unit | N | N |  | GUERNS_6_VH2BM1 | GEN | Hanford Digester Genset 2 | 1 | 1.02 | PGAE | Hanford Renewable Energy LLC | RECIPROCATING ENGINE | BIOGAS | NP15 | 43647 |  | CISO | PGAE
Non-Participating | N | Y | GWFPWR_1_UNITS | GWFPWR_1_CT 1 | GEN | HEP PEAKER PLANT UNIT 1 | 50 | 50 |  | GWF Energy LLC | COMBUSTION TURBINE | NATURAL GAS | NP15 |  |  | CISO
Non-Participating | N | Y | GWFPWR_1_UNITS | GWFPWR_1_CT 2 | GEN | HEP PEAKER PLANT UNIT 2 | 50 | 50 |  | GWF Energy LLC | COMBUSTION TURBINE | NATURAL GAS | NP15 |  |  | CISO
Participating Unit | N | Y | GWFPWR_1_UNITS | GWFPWR_1_UNITS | GEN | Hanford Peaker Plant | 98.46 |  | PGAE | MRP San Joaquin Energy, LLC | COMBUSTION TURBINE | NATURAL GAS | NP15 | 37130 |  | CISO | PGAE
Non-Participating | N | Y | GYS5X6_7_UNITS | GYS5X6_7_UNIT 5 | GEN | Geysers Unit 5 | 55 | 55 |  | Geysers Power Company, LLC | STEAM | GEOTHERMAL | NP15 |  |  | CISO
Non-Participating | N | Y | GYS5X6_7_UNITS | GYS5X6_7_UNIT 6 | GEN | Geysers Unit 6 | 55 | 55 |  | Geysers Power Company, LLC | STEAM | GEOTHERMAL | NP15 |  |  | CISO
Participating Unit | N | Y | GYS5X6_7_UNITS | GYS5X6_7_UNITS | GEN | GEYSERS UNITS 5 & 6 AGGREGATE | 85 |  | PGAE | Geysers Power Company, LLC | STEAM | GEOTHERMAL | NP15 | 25934 |  | CISO | PGAE
Non-Participating | N | Y | GYS7X8_7_UNITS | GYS7X8_7_UNIT 7 | GEN | Geysers Unit 7 | 55 | 55 |  | Geysers Power Company, LLC | STEAM | GEOTHERMAL | NP15 |  |  | CISO
Non-Participating | N | Y | GYS7X8_7_UNITS | GYS7X8_7_UNIT 8 | GEN | Geysers Unit 8 | 55 | 55 |  | Geysers Power Company, LLC | STEAM | GEOTHERMAL | NP15 |  |  | CISO
Participating Unit | N | Y | GYS7X8_7_UNITS | GYS7X8_7_UNITS | GEN | GEYSERS UNITS 7 & 8 AGGREGATE | 82 |  | PGAE | Geysers Power Company, LLC | STEAM | GEOTHERMAL | NP15 | 26299 |  | CISO | PGAE
Participating Unit | Y | N |  | GYSRVL_7_WSPRNG | GEN | Warm Springs Hydro | 3.75 | 3.8 | PGAE | Sonoma County Water Agency | HYDRO | WATER | NP15 | 32499 |  | CISO | PGAE
Participating Unit | N | Y | HAASPH_7_PL1X2 | HAASPH_7_PL1X2 | GEN | HAAS PH UNIT 1 & 2 AGGREGATE | 144 |  | PGAE | Pacific Gas & Electric Company | HYDRO | WATER | NP15 | 21186 |  | CISO | PGAE
Non-Participating | N | Y | HAASPH_7_PL1X2 | HAASPH_7_UNIT 1 | GEN | HAAS PH UNIT 1 | 72 | 72 |  | Pacific Gas & Electric Company | HYDRO | WATER | NP15 |  |  | CISO
Non-Participating | N | Y | HAASPH_7_PL1X2 | HAASPH_7_UNIT 2 | GEN | HAAS PH UNIT 2 | 72 | 72 |  | Pacific Gas & Electric Company | HYDRO | WATER | NP15 |  |  | CISO
Participating Unit | N | N |  | HALSEY_6_UNIT | GEN | HALSEY HYDRO | 13.5 | 13.5 | PGAE | Pacific Gas & Electric Company | HYDRO | WATER | NP15 | 5845 |  | CISO | PGAE
Non-Participating | N | Y | HARBGN_7_UNITS | HARBGN_7_UNIT 1 | GEN | Harbor Cogen Unit 1 | 82.3 | 82.3 |  |  | COMBUSTION TURBINE | NATURAL GAS | SP15 |  |  | CISO
Non-Participating | N | Y | HARBGN_7_UNITS | HARBGN_7_UNIT 2 | GEN | Harbor Cogen Unit 2 | 13.6 | 13.6 |  | Harbor Cogeneration Company | STEAM | HEAT RECOVERY | SP15 |  |  | CISO
Non-Participating | N | Y | HARBGN_7_UNITS | HARBGN_7_UNIT 3 | GEN | Harbor Cogen Unit 3 | 11.5 | 11.5 |  | Harbor Cogeneration Company | STEAM | HEAT RECOVERY | SP15 |  |  | CISO
Participating Unit | N | Y | HARBGN_7_UNITS | HARBGN_7_UNITS | GEN | HARBOR COGEN COMBINED CYCLE | 109.01 |  | SCE | Harbor Cogeneration Company | COMBINED CYCLE | NATURAL GAS | SP15 | 37056 |  | CISO | SCE
Participating Unit | N | N |  | HARDWK_6_STWBM1 | GEN | Still Water Ranch Dairy | 1 |  | PGAE | Still Water Power LLC | RECIPROCATING ENGINE | BIOGAS | ZP26 | 43977 |  | CISO | PGAE
Participating Unit | N | N |  | HATCR1_7_UNIT | GEN | Hat Creek #1 | 8.5 | 8.5 | PGAE | Pacific Gas & Electric Company | HYDRO | WATER | NP15 | 7672 |  | CISO | PGAE
Participating Unit | N | N |  | HATCR2_7_UNIT | GEN | Hat Creek #2 | 8.5 | 8.5 | PGAE | Pacific Gas & Electric Company | HYDRO | WATER | NP15 | 7672 |  | CISO | PGAE
Participating Unit | Y | N |  | HATLOS_6_BWDHY1 | GEN | Bidwell Ditch | 2 | 2 | PGAE | Mega Renewables | HYDRO | WATER | NP15 | 42915 |  | CISO | PGAE
Participating Unit | N | N |  | HATLOS_6_LSCRK | GEN | Lost Creek 1 & 2 Hydro Conversion | 1.7 | 1.7 | PGAE | Snow Mountain Hydro, LLC. | HYDRO | WATER | NP15 | 32674 |  | CISO | PGAE
Participating Unit | N | N |  | HATRDG_2_WIND | GEN | Hatchet Ridge Wind Farm | 102 | 102 | PGAE | Hatchet Ridge Wind, LLC | WIND | WIND | NP15 | 40501 |  | CISO | PGAE
Participating Unit | Y | N |  | HAYPRS_6_QFUNTS | GEN | HAYPRESS HYDRO QF UNITS | 14.8 | 18.8 | PGAE | EIF Haypress, LLC | HYDRO | WATER | NP15 | 32609 |  | CISO | PGAE
Participating Unit | N | N |  | HELMPG_7_UNIT 1 | GEN | HELMS PUMP-GEN UNIT 1 | 407 | 407 | PGAE | Pacific Gas & Electric Company | PUMPED STORAGE | WATER | NP15 | 30682 |  | CISO | PGAE
Participating Unit | N | N |  | HELMPG_7_UNIT 2 | GEN | HELMS PUMP-GEN UNIT 2 | 407 | 407 | PGAE | Pacific Gas & Electric Company | PUMPED STORAGE | WATER | NP15 | 30682 |  | CISO | PGAE
Participating Unit | N | N |  | HELMPG_7_UNIT 3 | GEN | HELMS PUMP-GEN UNIT 3 | 404 | 404 | PGAE | Pacific Gas & Electric Company | PUMPED STORAGE | WATER | NP15 | 30682 |  | CISO | PGAE
Participating Unit | N | N |  | HENRTA_6_SOLAR1 | GEN | Lemoore 1 | 1.5 | 1.5 | PGAE | Lemoore PV 1 LLC | PHOTO VOLTAIC | SUN | NP15 | 42398 |  | CISO | PGAE
Participating Unit | N | N |  | HENRTA_6_SOLAR2 | GEN | Westside Solar Power PV1 | 2 | 2 | PGAE | Westside Assets LLC | PHOTO VOLTAIC | SUN | NP15 | 42497 |  | CISO | PGAE
Participating Unit | N | N |  | HENRTA_6_UNITA1 | GEN | GWF HENRIETTA PEAKER PLANT UNIT 1 | 49.98 | 50 | PGAE | MRP San Joaquin Energy, LLC | COMBUSTION TURBINE | NATURAL GAS | NP15 | 37438 |  | CISO | PGAE
Participating Unit | N | N |  | HENRTA_6_UNITA2 | GEN | GWF HENRIETTA PEAKER PLANT UNIT 2 | 49.42 | 50 | PGAE | MRP San Joaquin Energy, LLC | COMBUSTION TURBINE | NATURAL GAS | NP15 | 37438 |  | CISO | PGAE
Participating Unit | N | N |  | HENRTS_1_SOLAR | GEN | Henrietta Solar Project | 100 | 102 | PGAE | Parrey, LLC | PHOTO VOLTAIC | SUN | NP15 | 42601 |  | CISO | PGAE
Participating Unit | N | Y | HIDSRT_2_UNITS | HIDSRT_2_UNITS | GEN | HIGH DESERT POWER PROJECT AGGREGATE | 830 |  | SCE | High Desert Power Project, LLC | COMBINED CYCLE | NATURAL GAS | SP15 | 37732 |  | CISO | SCE
Non-Participating | N | Y | HIDSRT_2_UNITS | HIDSRT_7_CTG1 | GEN | HIGH DESERT COMBUSTION TURBINE UNIT 1 | 177.3 | 177.3 |  | High Desert Power Project, LLC | COMBUSTION TURBINE | NATURAL GAS | SP15 |  |  | CISO
Non-Participating | N | Y | HIDSRT_2_UNITS | HIDSRT_7_CTG2 | GEN | HIGH DESERT COMBUSTION TURBINE UNIT 2 | 177.3 | 177.3 |  | High Desert Power Project, LLC | COMBUSTION TURBINE | NATURAL GAS | SP15 |  |  | CISO
Non-Participating | N | Y | HIDSRT_2_UNITS | HIDSRT_7_CTG3 | GEN | HIGH DESERT COMBUSTION TURBINE UNIT 3 | 177.3 | 177.3 |  | High Desert Power Project, LLC | COMBUSTION TURBINE | NATURAL GAS | SP15 |  |  | CISO
Non-Participating | N | Y | HIDSRT_2_UNITS | HIDSRT_7_STG | GEN | HIGH DESERT STEAM TURBINE | 323 | 323 |  | High Desert Power Project, LLC | STEAM | HEAT RECOVERY | SP15 |  |  | CISO
Participating Unit | Y | N |  | HIGGNS_1_COMBIE | GEN | Combie South | 1.5 | 1.5 | PGAE | Nevada Irrigation District | HYDRO | WATER | NP15 | 43956 |  | CISO | PGAE
Participating Unit | Y | N |  | HIGGNS_7_QFUNTS | GEN | HIGGNS_7_QFUNTS | 0.5 | 0.3 | PGAE | Pacific Gas & Electric Company | HYDRO | WATER | NP15 |  |  | CISO | PGAE
Participating Unit | Y | N |  | HILAND_7_YOLOWD | GEN | CLEAR LAKE UNIT 1 | 3.75 | 3.8 | PGAE | Pacific Gas & Electric Company | HYDRO | WATER | NP15 | 31297 |  | CISO | PGAE
Participating Unit | Y | N |  | HINSON_6_CARBGN | GEN | BP WILMINGTON CALCINER | 30 | 35.8 | SCE | Tesoro Refining and Marketing Company LLC | STEAM | HEAT RECOVERY | SP15 | 29952 |  | CISO | SCE
Participating Unit | N | N |  | HINSON_6_LBECH1 | GEN | Long Beach Unit 1 | 65 | 70 | SCE | Long Beach Generation LLC | COMBUSTION TURBINE | NATURAL GAS | SP15 | 39295 |  | CISO | SCE
Participating Unit | N | N |  | HINSON_6_LBECH2 | GEN | Long Beach Unit 2 | 65 | 70 | SCE | Long Beach Generation LLC | COMBUSTION TURBINE | NATURAL GAS | SP15 | 39295 |  | CISO | SCE
Participating Unit | N | N |  | HINSON_6_LBECH3 | GEN | Long Beach Unit 3 | 65 | 70 | SCE | Long Beach Generation LLC | COMBUSTION TURBINE | NATURAL GAS | SP15 | 39295 |  | CISO | SCE
Participating Unit | N | N |  | HINSON_6_LBECH4 | GEN | Long Beach Unit 4 | 65 | 70 | SCE | Long Beach Generation LLC | COMBUSTION TURBINE | NATURAL GAS | SP15 | 39295 |  | CISO | SCE
Participating Unit | Y | N |  | HINSON_6_SERRGN | GEN | Southeast Resource Recovery | 34 | 41.3 | SCE | City of Long Beach | STEAM | WASTE TO POWER | SP15 | 32143 |  | CISO | SCE
Participating Unit | N | N |  | HMLTBR_6_UNITS | GEN | HAMILTON BRANCH PH (AGGREGATE) | 4.9 | 4.9 | PGAE | Pacific Gas & Electric Company | HYDRO | WATER | NP15 | 7672 |  | CISO | PGAE
Participating Unit | N | Y | HNTGBH_2_PL1X3 | HNTGBH_2_PL1X3 | GEN | Huntington Beach Energy | 673.8 |  | SCE | AES Huntington Beach Energy LLC | COMBINED CYCLE | NATURAL GAS | SP15 | 43865 |  | CISO | SCE
Non-Participating | N | Y | HNTGBH_2_PL1X3 | HNTGBH_7_CTG1A | GEN | HNTGBH_7_CTG1A | 234.5 | 234.5 |  | AES Huntington Beach Energy LLC | COMBINED CYCLE | NATURAL GAS | SP15 |  |  | CISO
Non-Participating | N | Y | HNTGBH_2_PL1X3 | HNTGBH_7_CTG1B | GEN | HNTGBH_7_CTG1B | 234.5 | 234.5 |  | AES Huntington Beach Energy LLC | COMBINED CYCLE | NATURAL GAS | SP15 |  |  | CISO
Non-Participating | N | Y | HNTGBH_2_PL1X3 | HNTGBH_7_STG1S | GEN | HNTGBH_7_STG1S | 241.5 | 241.5 |  | AES Huntington Beach Energy LLC | COMBINED CYCLE | NATURAL GAS | SP15 |  |  | CISO
Participating Unit | N | N |  | HNTGBH_7_UNIT 2 | GEN | HUNTINGTON BEACH GEN STA. UNIT 2 | 225.8 | 226 | SCE | AES Huntington Beach | STEAM | NATURAL GAS | SP15 |  |  | CISO | SCE
Participating Unit | Y | N |  | HOLGAT_1_BORAX | GEN | U.S. Borax, Unit 1 | 48.2 | 48.2 | SCE | U.S. Borax Inc. |  | OTHER | SP15 | 30834 |  | CISO | SCE
Participating Unit | N | N |  | HOLSTR_1_SOLAR | GEN | San Benito Smart Park | 1.5 | 1.5 | PGAE | Enerparc CA1, LLC | PHOTO VOLTAIC | SUN | NP15 | 41806 |  | CISO | PGAE
Participating Unit | N | N |  | HOLSTR_1_SOLAR2 | GEN | Hollister Solar | 1.5 | 1.5 | PGAE | Hollister Solar LLC | PHOTO VOLTAIC | SUN | NP15 | 42111 |  | CISO | PGAE
Participating Unit | N | N |  | HOOVER_2_MWDDYN | TG | HOOVER | 249 |  | SCE | MEAD230 | HYDRO | WATER | SP15 | 43876 |  | WALC | SCE
Participating Unit | N | N |  | HOOVER_2_VEADYN | TG | HOOVER | 16 |  | SCE | MEAD230 | HYDRO | WATER | SP15 | 43899 |  | WALC | SCE
Participating Unit | N | N |  | HUMBPP_1_UNITS3 | GEN | Humboldt Bay Generating Station 3 | 65.08 | 83.2 | PGAE | Pacific Gas & Electric Company | RECIPROCATING ENGINE | NATURAL GAS | NP15 | 40450 |  | CISO | PGAE
Participating Unit | N | Y | HUMBPP_6_UNITS | HUMBPP_6_UNITS | GEN | Humboldt Bay Generating Station 1 | 97.62 |  | PGAE | Pacific Gas & Electric Company | RECIPROCATING ENGINE | NATURAL GAS | NP15 | 40450 |  | CISO | PGAE
Non-Participating | N | Y | HUMBPP_6_UNITS | HUMBPP_6_UNITS1 | GEN | Humboldt Bay Generating Station 1 | 83.2 | 83.2 | PGAE | Pacific Gas & Electric Company | RECIPROCATING ENGINE | NATURAL GAS | NP15 |  |  | CISO | PGAE
Non-Participating | N | Y | HUMBPP_6_UNITS | HUMBPP_6_UNITS2 | GEN | Humboldt Bay Generating Station 2 | 83.2 | 83.2 | PGAE | Pacific Gas & Electric Company | RECIPROCATING ENGINE | NATURAL GAS | NP15 |  |  | CISO | PGAE
Participating Unit | Y | N |  | HUMBSB_1_QF | GEN | SMALL QF AGGREGATION - TRINITY | 1.25 | 1.3 | PGAE | Pacific Gas & Electric Company | HYDRO | WATER | NP15 |  |  | CISO | PGAE
Participating Unit | N | N |  | HURON_6_SOLAR | GEN | Huron Solar Station | 20 | 20 | PGAE | Pacific Gas & Electric Company | PHOTO VOLTAIC | SUN | ZP26 | 41151 |  | CISO | PGAE
Non-Participating | N | Y | HYTTHM_2_UNITS | HYATT_2_UNIT 1 | GEN | Edward Hyatt Gen Unit 1 | 141.6 | 141.6 |  | California Dept. of Water Resources | HYDRO | WATER | NP15 |  |  | CISO
Non-Participating | N | Y | HYTTHM_2_UNITS | HYATT_2_UNIT 2 | GEN | Edward Hyatt P-G Unit 2 | 132.2 | 132.2 |  | California Dept. of Water Resources | HYDRO | WATER | NP15 |  |  | CISO
Non-Participating | N | Y | HYTTHM_2_UNITS | HYATT_2_UNIT 3 | GEN | Edward Hyatt Gen Unit 3 | 141.6 | 141.6 |  | California Dept. of Water Resources | HYDRO | WATER | NP15 |  |  | CISO
Non-Participating | N | Y | HYTTHM_2_UNITS | HYATT_2_UNIT 4 | GEN | Edward Hyatt P-G Unit 4 | 132.2 | 132.2 |  | California Dept. of Water Resources | HYDRO | WATER | NP15 |  |  | CISO
Non-Participating | N | Y | HYTTHM_2_UNITS | HYATT_2_UNIT 5 | GEN | Edward Hyatt Gen Unit 5 | 141.6 | 141.6 |  | California Dept. of Water Resources | HYDRO | WATER | NP15 |  |  | CISO
Non-Participating | N | Y | HYTTHM_2_UNITS | HYATT_2_UNIT 6 | GEN | Edward Hyatt P-G Unit 6 | 132.2 | 132.2 |  | California Dept. of Water Resources | HYDRO | WATER | NP15 |  |  | CISO
Participating Unit | N | Y | HYTTHM_2_UNITS | HYTTHM_2_UNITS | GEN | HYATT-THERMALITO PUMP-GEN (AGGREGATE) | 933.1 |  | PGAE | California Dept. of Water Resources | HYDRO | WATER | NP15 | 24838 |  | CISO | CWRP
Participating Unit | Y | N |  | IGNACO_1_QF | GEN | SMALL QF AGGREGATION - VALLEJO/DINSMORE | 0.5 | 1 | PGAE | Pacific Gas & Electric Company | OTHER | OTHER | NP15 | 31048 |  | CISO | PGAE
Participating Unit | N | N |  | INDIGO_1_UNIT 1 | GEN | INDIGO PEAKER UNIT 1 | 44 | 45 | SCE | Wildflower Energy LP | COMBUSTION TURBINE | NATURAL GAS | SP15 | 37153 |  | CISO | SCE
Participating Unit | N | N |  | INDIGO_1_UNIT 2 | GEN | INDIGO PEAKER UNIT 2 | 44.53 | 45 | SCE | Wildflower Energy LP | COMBUSTION TURBINE | NATURAL GAS | SP15 | 37153 |  | CISO | SCE
Participating Unit | N | N |  | INDIGO_1_UNIT 3 | GEN | INDIGO PEAKER UNIT 3 | 43.69 | 45 | SCE | Wildflower Energy LP | COMBUSTION TURBINE | NATURAL GAS | SP15 | 37153 |  | CISO | SCE
Participating Unit | Y | N |  | INDVLY_1_UNITS | GEN | Indian Valley Hydro | 3.01 | 5 | PGAE | Yolo County Flood Control | HYDRO | WATER | NP15 | 30574 |  | CISO | PGAE
Participating Unit | N | N |  | INSKIP_2_UNIT | GEN | INSKIP HYDRO | 8 | 8 | PGAE | Pacific Gas & Electric Company | HYDRO | WATER | NP15 | 28856 |  | CISO | PGAE
Non-Participating | N | Y | INTKEP_2_UNITS | INTKEP_2_HOLM 1 | GEN | HOLM HYDRO UNIT 1 | 83 | 83 |  |  |  |  | NP15 |  |  | CISO
Non-Participating | N | Y | INTKEP_2_UNITS | INTKEP_2_HOLM 2 | GEN | HOLM HYDRO UNIT 2 | 83 | 83 |  |  |  |  | NP15 |  |  | CISO
Non-Participating | N | Y | INTKEP_2_UNITS | INTKEP_2_KIRKW1 | GEN | KIRKWOOD HYDRO UNIT 1 | 45 | 45 |  |  |  |  | NP15 |  |  | CISO
Non-Participating | N | Y | INTKEP_2_UNITS | INTKEP_2_KIRKW2 | GEN | KIRKWOOD HYDRO UNIT 2 | 45 | 45 |  |  |  |  | NP15 |  |  | CISO
Non-Participating | N | Y | INTKEP_2_UNITS | INTKEP_2_KIRKW3 | GEN | KIRKWOOD HYDRO UNIT 3 | 45 | 45 |  |  |  |  | NP15 |  |  | CISO
Participating Unit | N | Y | INTKEP_2_UNITS | INTKEP_2_UNITS | GEN | CCSF Hetch_Hetchy Hydro Aggregate | 405 |  | PGAE | City & County of San Francisco | HYDRO | WATER | NP15 | 38899 |  | CISO | PGAE
Participating Unit | N | N |  | INTMNT_3_ANAHEIM | TG | Intermountain Power Project | 236 |  | SCE | IPP | STEAM | COAL | SP15 |  |  | LDWP | SCE
Participating Unit | N | N |  | INTMNT_3_PASADENA | TG | Intermountain Power Project | 107 |  | SCE | IPP | STEAM | COAL | SP15 |  |  | LDWP | SCE
Participating Unit | N | N |  | INTMNT_3_RIVERSIDE | TG | IPPDYN | 136 |  | SCE | IPP | STEAM | COAL | SP15 |  |  | LDWP | SCE
Participating Unit | N | N |  | INTTRB_6_UNIT | GEN | International Turbine Research | 18.4 | 21.3 | PGAE | Dollar Wind LLC | WIND | WIND | NP15 |  |  | CISO | PGAE
Participating Unit | N | N |  | IVANPA_1_UNIT1 | GEN | Ivanpah 1 | 126 | 126 | SCE | Solar Partners II, LLC | STEAM | SUN | SP15 | 41595 |  | CISO | SCE
Participating Unit | N | N |  | IVANPA_1_UNIT2 | GEN | Ivanpah 2 | 133 | 133.4 | SCE | Solar Partners I, LLC | STEAM | SUN | SP15 | 41638 |  | CISO | SCE
Participating Unit | N | N |  | IVANPA_1_UNIT3 | GEN | Ivanpah 3 | 133 | 133.4 | SCE | Solar Partners VIII, LLC | STEAM | SUN | SP15 | 41634 |  | CISO | SCE
Participating Unit | N | N |  | IVSLR2_2_SM2SR1 | GEN | Silver Ridge Mount Signal 2 | 150 | 150 | SDGE | SILVER RIDGE MOUNT SIGNAL II | PHOTO VOLTAIC | SUN | SP15 | 43805 |  | CISO | SDGE
Participating Unit | N | N |  | IVSLRP_2_SOLAR1 | GEN | Silver Ridge Mount Signal | 200 | 200 | SDGE | Imperial Valley Solar 1, LLC | PHOTO VOLTAIC | SUN | SP15 | 41575 |  | CISO | SDGE
Participating Unit | N | Y | IVWEST_2_SOLAR1 | IVWEST_2_SOLAR1 | GEN | Imperial Valley West ( Q # 608) | 150 |  | SDGE | CSolar IV West, LLC | PHOTO VOLTAIC | SUN | SP15 | 42277 |  | CISO | SDGE
Non-Participating | N | Y | IVWEST_2_SOLAR1 | IVWEST_2_SOLR1A | GEN | IVWEST_2_SOLR1A | 75 | 75 |  | CSolar IV West, LLC | PHOTO VOLTAIC | SUN | SP15 |  |  | CISO
Non-Participating | N | Y | IVWEST_2_SOLAR1 | IVWEST_2_SOLR1B | GEN | IVWEST_2_SOLR1B | 75 | 75 |  | CSolar IV West, LLC | PHOTO VOLTAIC | SUN | SP15 |  |  | CISO
Participating Unit | N | N |  | JACMSR_1_JACSR1 | GEN | Jacumba Solar Farm | 20 | 19.7 | SDGE | Jacumba Solar, LLC | PHOTO VOLTAIC | SUN | SP15 | 42941 |  | CISO | SDGE
Participating Unit | N | N |  | JAWBNE_2_NSRWND | GEN | North Sky River Wind Project | 160 | 162 | SCE | North Sky River Energy, LLC | WIND | WIND | SP15 | 41251 |  | CISO | SCE
Participating Unit | Y | N |  | JAWBNE_2_SRWND | GEN | Sky River | 77 | 77 | SCE | Sky River, LLC | WIND | WIND | SP15 | 41254 |  | CISO | SCE
Participating Unit | N | N |  | JAYNE_6_WLSLR | GEN | Westlands Solar Farm PV 1 | 18 | 18 | PGAE | Westlands Solar Farms, LLC | PHOTO VOLTAIC | SUN | ZP26 | 41684 |  | CISO | PGAE
Participating Unit | N | N |  | KANSAS_6_SOLAR | GEN | RE Kansas South | 20 | 20 | PGAE | Solar Kansas South LLC | PHOTO VOLTAIC | SUN | NP15 | 41431 |  | CISO | PGAE
Participating Unit | Y | N |  | KEKAWK_6_UNIT | GEN | STS HYDROPOWER LTD. (KEKAWAKA) | 5.5 | 6 | PGAE | STS HydroPower, Ltd. | HYDRO | WATER | NP15 | 32869 |  | CISO | PGAE
Non-Participating | N | Y | KELSO_2_UNITS | KELSO_2_GTG6 | GEN | Mariposa Energy Project | 49.4 | 49.4 |  | Pacific Gas & Electric Company | COMBUSTION TURBINE | NATURAL GAS | NP15 |  |  | CISO
Non-Participating | N | Y | KELSO_2_UNITS | KELSO_2_GTG7 | GEN | Mariposa Energy Project | 49.4 | 49.4 |  | Pacific Gas & Electric Company | COMBUSTION TURBINE | NATURAL GAS | NP15 |  |  | CISO
Participating Unit | N | Y | KELSO_2_UNITS | KELSO_2_UNITS | GEN | Mariposa Energy | 198.03 |  | PGAE | Mariposa Energy, LLC | COMBUSTION TURBINE | NATURAL GAS | NP15 | 41183 |  | CISO | PGAE
Non-Participating | N | Y | KELSO_2_UNITS | KELSO_3_GTG8 | GEN | Mariposa Energy Project | 49.4 | 49.4 |  | Pacific Gas & Electric Company | COMBUSTION TURBINE | NATURAL GAS |  |  |  | CISO
Non-Participating | N | Y | KELSO_2_UNITS | KELSO_3_GTG9 | GEN | Mariposa Energy Project | 49.4 | 49.4 |  | Pacific Gas & Electric Company | COMBUSTION TURBINE | NATURAL GAS | NP15 |  |  | CISO
Participating Unit | N | N |  | KELYRG_6_UNIT | GEN | KELLY RIDGE HYDRO | 11 | 11 | PGAE | South Feather Water and Power | HYDRO | WATER | NP15 | 23012 |  | CISO | PGAE
Participating Unit | N | N |  | KERKH1_7_UNIT 1 | GEN | KERKHOFF PH 1 UNIT #1 | 13 | 13 | PGAE | Pacific Gas & Electric Company | HYDRO | WATER | NP15 | 7306 |  | CISO | PGAE
Participating Unit | N | N |  | KERKH1_7_UNIT 3 | GEN | KERKHOFF PH 1 UNIT #3 | 12.8 | 12.8 | PGAE | Pacific Gas & Electric Company | HYDRO | WATER | NP15 | 7306 |  | CISO | PGAE
Participating Unit | N | N |  | KERKH2_7_UNIT 1 | GEN | KERKHOFF PH 2 UNIT #1 | 153.9 | 153.9 | PGAE | Pacific Gas & Electric Company | HYDRO | WATER | NP15 | 30317 |  | CISO | PGAE
Participating Unit | N | N |  | KERMAN_6_SOLAR1 | GEN | Fresno Solar South | 1.5 | 1.5 | PGAE | Fresno Cogeneration Partners, LP | PHOTO VOLTAIC | SUN | NP15 | 42298 |  | CISO | PGAE
Participating Unit | N | N |  | KERMAN_6_SOLAR2 | GEN | Fresno Solar West | 1.5 | 1.5 | PGAE | Fresno Cogeneration Partners, LP | PHOTO VOLTAIC | SUN | NP15 | 42297 |  | CISO | PGAE
Participating Unit | N | N |  | KERNFT_1_UNITS | GEN | KERN FRONT LIMITED | 52.4 | 60 | PGAE | KERN FRONT LIMITED | COMBUSTION TURBINE | NATURAL GAS | ZP26 | 32515 |  | CISO | PGAE
Participating Unit | Y | N |  | KERNRG_1_UNITS | GEN | South Belridge Cogen Facility | 55.2 | 69.6 | PGAE | Aera Energy LLC | COMBUSTION TURBINE | NATURAL GAS | ZP26 | 31048 |  | CISO | PGAE
Participating Unit | N | N |  | KERRGN_1_UNIT 1 | GEN | KERN RIVER HYDRO UNITS 1-4 AGGREGATE | 25.6 | 26.3 | SCE | Southern California Edison Company | HYDRO | WATER | SP15 | 2558 |  | CISO | SCE
Participating Unit | N | N |  | KILARC_2_UNIT 1 | GEN | KILARC HYDRO | 1.5 | 3.2 | PGAE | Pacific Gas & Electric Company | HYDRO | WATER | NP15 | 1462 |  | CISO | PGAE
Participating Unit | Y | N |  | KINGCO_1_KINGBR | GEN | Kingsburg Cogen | 34.5 | 34.5 | PGAE | KES Kingsburg, L.P. | COMBUSTION TURBINE | NATURAL GAS | NP15 | 33212 |  | CISO | PGAE
Participating Unit | N | N |  | KINGRV_7_UNIT 1 | GEN | KINGS RIVER HYDRO UNIT 1 | 51.2 | 51.2 | PGAE | Pacific Gas & Electric Company | HYDRO | WATER | NP15 | 22647 |  | CISO | PGAE
Participating Unit | N | N |  | KIRKER_7_KELCYN | GEN | KELLER CANYON LANDFILL GEN FACILICITY | 3.56 | 3.8 | PGAE | Ameresco Keller Canyon, LLC | RECIPROCATING ENGINE | BIOGAS | NP15 | 40026 |  | CISO | PGAE
Participating Unit | N | N |  | KNGBRD_2_SOLAR1 | GEN | Kingbird Solar A | 20 | 20 | SCE | Kingbird Solar A, LLC | PHOTO VOLTAIC | SUN | SP15 | 42490 |  | CISO | SCE
Participating Unit | N | N |  | KNGBRD_2_SOLAR2 | GEN | Kingbird Solar B | 20 | 20 | SCE | Kingbird Solar B, LLC | PHOTO VOLTAIC | SUN | SP15 | 42490 |  | CISO | SCE
Participating Unit | N | N |  | KNGBRG_1_KBSLR1 | GEN | Kingsburg1 | 1.5 | 1.5 | PGAE | Tulare PV II, LLC | PHOTO VOLTAIC | SUN | NP15 | 41614 |  | CISO | PGAE
Participating Unit | N | N |  | KNGBRG_1_KBSLR2 | GEN | Kingsburg2 | 1.5 | 1.5 | PGAE | Tulare PV II, LLC | PHOTO VOLTAIC | SUN | NP15 | 41614 |  | CISO | PGAE
Participating Unit | N | N |  | KNGCTY_6_UNITA1 | GEN | King City Energy Center, Unit 1 | 44.6 | 49.9 | PGAE | Gilroy Energy Center, LLC | COMBUSTION TURBINE | NATURAL GAS | NP15 | 37270 |  | CISO | PGAE
Participating Unit | N | N |  | KNTSTH_6_SOLAR | GEN | Kent South | 20 | 20 | PGAE | RE Kent South, LLC | PHOTO VOLTAIC | SUN | NP15 | 41997 |  | CISO | PGAE
Participating Unit | N | N |  | KRAMER_2_SEGS 8 | GEN | KRAMER JUNCTION 8 | 80 | 80 | SCE | Luz Solar Partners Ltd. VIII | PHOTO VOLTAIC | SUN | SP15 | 43981 |  | CISO | SCE
Non-Participating |  | Y | KRAMER_2_SEGS89 | KRAMER_2_SEGS 9 | GEN | KRAMER_2_SEGS 9 | 92 | 92 |  |  |  |  | SP15 |  |  | CISO
Participating Unit | Y | Y | KRAMER_2_SEGS89 | KRAMER_2_SEGS89 | GEN | LUZ SOLAR PARTNERS 8-9 AGGREGATE | 80 |  | SCE | Southern California Edison Company | OTHER | SUN | SP15 | 31413 |  | CISO | SCE
Participating Unit | N | N |  | KRNCNY_6_UNIT | GEN | KERN CANYON | 11.5 | 11.5 | PGAE | Pacific Gas & Electric Company | HYDRO | WATER | ZP26 | 7672 |  | CISO | PGAE
Participating Unit | N | N |  | KYCORA_6_KMSBT1 | GEN | Kearny Mesa Storage | 1 | 1 | SDGE | Kearny Mesa Storage, LLC | OTHER | LESR | SP15 | 43874 |  | CISO | SDGE
Participating Unit | N | N |  | LACIEN_2_VENICE | GEN | MWD Venice Hydroelectric Recovery Plant | 9.95 | 10.1 | SCE | Metropolitan Water District of Southern California | HYDRO | WATER | SP15 | 29952 |  | CISO | SCE
Participating Unit | N | N |  | LAKHDG_6_UNIT 1 | GEN | Lake Hodges Pumped Storage-Unit1 | 20 | 20.4 | SDGE | San Diego County Water Authority | PUMPED STORAGE | WATER | SP15 | 41147 |  | CISO | SDGE
Participating Unit | N | N |  | LAKHDG_6_UNIT 2 | GEN | Lake Hodges Pumped Storage-Unit2 | 20 | 20.4 | SDGE | San Diego County Water Authority | PUMPED STORAGE | WATER | SP15 | 41147 |  | CISO | SDGE
Participating Unit | N | N |  | LAMONT_1_SOLAR1 | GEN | Regulus Solar | 60 | 60 | PGAE | Regulus Solar, LLC | PHOTO VOLTAIC | SUN | ZP26 | 41884 |  | CISO | PGAE
Participating Unit | N | N |  | LAMONT_1_SOLAR2 | GEN | Redwood Solar Farm 4 | 20 | 20 | PGAE | 54KR 8me LLC | PHOTO VOLTAIC | SUN | ZP26 | 43106 |  | CISO | PGAE
Participating Unit | N | N |  | LAMONT_1_SOLAR3 | GEN | Woodmere Solar Farm | 14.99 | 15 | PGAE | 87RL 8me, LLC | PHOTO VOLTAIC | SUN | ZP26 | 42361 |  | CISO | PGAE
Participating Unit | N | N |  | LAMONT_1_SOLAR4 | GEN | Hayworth Solar Farm | 26.66 | 27 | PGAE | 65HK 8me LLC | PHOTO VOLTAIC | SUN | ZP26 | 42361 |  | CISO | PGAE
Participating Unit | N | N |  | LAMONT_1_SOLAR5 | GEN | Redcrest Solar Farm | 16.66 | 20 | PGAE | 67RK 8me, LLC | PHOTO VOLTAIC | SUN | ZP26 | 42307 |  | CISO | PGAE
Participating Unit | N | N |  | LAPAC_6_UNIT | GEN | LOUISIANA PACIFIC SAMOA | 20 | 20 | PGAE | Humboldt Bay Harbor |  | BIOMASS | NP15 | 33604 |  | CISO | PGAE
Participating Unit | N | N |  | LAPLMA_2_UNIT 1 | GEN | La Paloma Generating Plant Unit #1 | 267 | 295 | PGAE | CXA La Paloma LLC | COMBINED CYCLE | NATURAL GAS | ZP26 | 37631 |  | CISO | PGAE
Participating Unit | N | N |  | LAPLMA_2_UNIT 2 | GEN | La Paloma Generating Plant Unit #2 | 266 | 295 | PGAE | CXA La Paloma LLC | COMBINED CYCLE | NATURAL GAS | ZP26 | 37685 |  | CISO | PGAE
Participating Unit | N | N |  | LAPLMA_2_UNIT 3 | GEN | La Paloma Generating Plant Unit #3 | 266 | 295 | PGAE | CXA La Paloma LLC | COMBINED CYCLE | NATURAL GAS | ZP26 | 37634 |  | CISO | PGAE
Participating Unit | N | N |  | LAPLMA_2_UNIT 4 | GEN | LA PALOMA GENERATING PLANT, UNIT #4 | 253.29 | 295 | PGAE | CXA La Paloma LLC | COMBINED CYCLE | NATURAL GAS | ZP26 | 37685 |  | CISO | PGAE
Participating Unit | N | N |  | LARKSP_6_UNIT 1 | GEN | LARKSPUR PEAKER UNIT 1 | 46.1 | 45 | SDGE | Wildflower Energy LP | COMBUSTION TURBINE | NATURAL GAS | SP15 | 37147 |  | CISO | SDGE
Participating Unit | N | N |  | LARKSP_6_UNIT 2 | GEN | LARKSPUR PEAKER UNIT 2 | 47.98 | 45 | SDGE | Wildflower Energy LP | COMBUSTION TURBINE | NATURAL GAS | SP15 | 37147 |  | CISO | SDGE
Non-Participating | N | Y | LAROA2_2_UNITA1 | LAROA2_2_CTG 2S | GEN | CENTRAL LA ROSITA II COMBUSTION TURBINE | 181.5 | 181.5 |  | Energia de Baja California, S. de R.L. de C.V. | COMBUSTION TURBINE | NATURAL GAS | SP15 |  |  | CISO
Non-Participating | N | Y | LAROA2_2_UNITA1 | LAROA2_2_STG 2C | GEN | CENTRAL LA ROSITA II STEAM TURBINE | 155 | 155 |  | Energia de Baja California, S. de R.L. de C.V. | STEAM | HEAT RECOVERY | SP15 |  |  | CISO
Participating Unit | N | Y | LAROA2_2_UNITA1 | LAROA2_2_UNITA1 | GEN | LR2 | 322 |  | SDGE | Energia de Baja California, S. de R.L. de C.V. | COMBINED CYCLE | NATURAL GAS | SP15 | 37824 |  | CISO | SDGE
Participating Unit | Y | N |  | LASSEN_6_UNITS | GEN | Honey Lake Power | 30 | 50.4 | PGAE | HL Power Company | STEAM | BIOMASS | NP15 | 42913 |  | CISO | PGAE
Participating Unit | N | N |  | LAWRNC_7_SUNYVL | GEN | City of Sunnyvale Unit 1 and 2 | 0.3 | 1.6 | PGAE | City of Sunnyvale | RECIPROCATING ENGINE | BIOGAS | NP15 | 36161 |  | CISO | PGAE
Participating Unit | N | Y | LEBECS_2_UNITS | LEBECS_2_UNITS | GEN | Pastoria Energy Facility | 799.47 |  | SCE | Pastoria Energy Facility, LLC | COMBINED CYCLE | NATURAL GAS | SP15 | 38476 |  | CISO | SCE
Non-Participating | N | Y | LEBECS_2_UNITS | LEBECS_7_CTG1 | GEN | CC Power Block 1 CTG1 | 198.9 | 198.9 |  | Pastoria Energy Facility | COMBUSTION TURBINE | NATURAL GAS | SP15 |  |  | CISO
Non-Participating | N | Y | LEBECS_2_UNITS | LEBECS_7_CTG2 | GEN | CC Power Block 1 CTG2 | 198.9 | 198.9 |  | Pastoria Energy Facility | COMBUSTION TURBINE | NATURAL GAS | SP15 |  |  | CISO
Non-Participating | N | Y | LEBECS_2_UNITS | LEBECS_7_CTG4 | GEN | CC Power Block 2 CTG4 | 198.9 | 198.9 |  | Pastoria Energy Facility | COMBUSTION TURBINE | NATURAL GAS | SP15 |  |  | CISO
Non-Participating | N | Y | LEBECS_2_UNITS | LEBECS_7_STG3 | GEN | CC Power Block 1 STG3 | 184 | 184 |  | Pastoria Energy Facility | STEAM | NATURAL GAS | SP15 |  |  | CISO
Non-Participating | N | Y | LEBECS_2_UNITS | LEBECS_7_STG5 | GEN | CC Power Block 2 STG5 | 92 | 92 |  | Pastoria Energy Facility | STEAM | NATURAL GAS | SP15 |  |  | CISO
Non-Participating | N | Y | LECEF_1_UNITS | LECEF_1_CGT 1 | GEN | LOS ESTEROS ENERGY FACILITY CTG 1 | 49.9 | 49.9 |  | Los Esteros Critical Energy Facility, LLC | COMBUSTION TURBINE | NATURAL GAS | NP15 |  |  | CISO
Non-Participating | N | Y | LECEF_1_UNITS | LECEF_1_CGT 2 | GEN | LOS ESTEROS ENERGY FACILITY CTG 2 | 49.9 | 49.9 |  | Los Esteros Critical Energy Facility, LLC | COMBUSTION TURBINE | NATURAL GAS | NP15 |  |  | CISO
Non-Participating | N | Y | LECEF_1_UNITS | LECEF_1_CGT 3 | GEN | LOS ESTEROS ENERGY FACILITY CTG 3 | 49.9 | 49.9 |  | Los Esteros Critical Energy Facility, LLC | COMBUSTION TURBINE | NATURAL GAS | NP15 |  |  | CISO
Non-Participating | N | Y | LECEF_1_UNITS | LECEF_1_CGT 4 | GEN | LOS ESTEROS ENERGY FACILITY CTG 4 | 49.9 | 49.9 |  | Los Esteros Critical Energy Facility, LLC | COMBUSTION TURBINE | NATURAL GAS | NP15 |  |  | CISO
Non-Participating | N | Y | LECEF_1_UNITS | LECEF_1_STG1 | GEN | LOS ESTEROS ENERGY FACILITY STG1 | 120 | 120 |  | Los Esteros Critical Energy Facility, LLC | STEAM | NATURAL GAS | NP15 |  |  | CISO
Participating Unit | N | Y | LECEF_1_UNITS | LECEF_1_UNITS | GEN | LOS ESTEROS ENERGY FACILITY AGGREGATE | 309.84 |  | PGAE | Los Esteros Critical Energy Facility, LLC | COMBUSTION TURBINE | NATURAL GAS | NP15 | 41486 |  | CISO | PGAE
Participating Unit | N | N |  | LEPRFD_1_KANSAS | GEN | Kansas | 20 | 20 | PGAE | RE Kansas, LLC | PHOTO VOLTAIC | SUN | NP15 | 41991 |  | CISO | PGAE
Participating Unit | N | N |  | LGHTHP_6_ICEGEN | GEN | CARSON COGENERATION | 48 | 54.7 | SCE | Carson Hybrid Energy Storage LLC | COMBINED CYCLE | NATURAL GAS | SP15 | 32864 |  | CISO | SCE
Participating Unit | N | N |  | LHILLS_6_SOLAR1 | GEN | Lost Hills Solar | 20 | 20 | PGAE | Lost Hills Solar, LLC | PHOTO VOLTAIC | SUN | ZP26 | 42104 |  | CISO | PGAE
Participating Unit | N | N |  | LILIAC_6_SOLAR | GEN | Mesa Crest | 3 | 3 | SDGE | NLP Granger A82, LLC | PHOTO VOLTAIC | SUN | SP15 | 42630 |  | CISO | SDGE
Participating Unit | N | N |  | LITLRK_6_GBCSR1 | GEN | Green Beanworks C | 3 | 3 | SCE | Green Beanworks C LLC | PHOTO VOLTAIC | SUN | SP15 | 43330 |  | CISO | SCE
Participating Unit | N | N |  | LITLRK_6_SEPV01 | GEN | Gestamp Solar 1 | 2 | 2 | SCE | SEPV1, LLC | PHOTO VOLTAIC | SUN | SP15 | 41037 |  | CISO | SCE
Participating Unit | N | N |  | LITLRK_6_SOLAR1 | GEN | Lancaster Little Rock C | 5 | 5 | SCE | Lancaster Little Rock C LLC | PHOTO VOLTAIC | SUN | SP15 | 42021 |  | CISO | SCE
Participating Unit | N | N |  | LITLRK_6_SOLAR2 | GEN | Palmdale 18 | 2 | 2 | SCE | SEPV18, LLC | PHOTO VOLTAIC | SUN | SP15 | 42382 |  | CISO | SCE
Participating Unit | N | N |  | LITLRK_6_SOLAR3 | GEN | One Ten Partners | 2 | 2 | SCE | One Ten Partners, LLC | PHOTO VOLTAIC | SUN | SP15 | 43008 |  | CISO | SCE
Participating Unit | N | N |  | LITLRK_6_SOLAR4 | GEN | Little Rock Pham Solar | 3 | 3 | SCE | WGL Energy Systems, Inc. | PHOTO VOLTAIC | SUN | SP15 | 42451 |  | CISO | SCE
Participating Unit | N | N |  | LIVEOK_6_SOLAR | GEN | Harris | 1.25 | 1.3 | PGAE | Solarenewal LLC | PHOTO VOLTAIC | SUN | NP15 | 41970 |  | CISO | PGAE
Participating Unit | N | N |  | LIVOAK_1_UNIT 1 | GEN | LIVE OAK LIMITED | 49.7 | 55.3 | PGAE | Live Oak Limited | COMBUSTION TURBINE | NATURAL GAS | ZP26 | 33313 |  | CISO | PGAE
Participating Unit | N | N |  | LMBEPK_2_UNITA1 | GEN | Lambie Energy Center, Unit #1 | 47.5 | 49.9 | PGAE | Gilroy Energy Center, LLC | COMBUSTION TURBINE | NATURAL GAS | NP15 | 37627 |  | CISO | PGAE
Participating Unit | N | N |  | LMBEPK_2_UNITA2 | GEN | Creed Energy Center, Unit #1 | 47.6 | 49.9 | PGAE | Creed Energy Facility, LLC | COMBUSTION TURBINE | NATURAL GAS | NP15 | 37627 |  | CISO | PGAE
Participating Unit | N | N |  | LMBEPK_2_UNITA3 | GEN | Goose Haven Energy Center, Unit #1 | 47.4 | 49.9 | PGAE | Goose Haven Energy Center, LLC | COMBUSTION TURBINE | NATURAL GAS | NP15 | 37627 |  | CISO | PGAE
Non-Participating | N | Y | LMEC_1_PL1X3 | LMEC_1_CTG1 | GEN | LOS MEDANOS CTG UNIT 1 | 172 | 172 |  | Los Medanos Energy Center, LLC | COMBUSTION TURBINE | NATURAL GAS | NP15 |  |  | CISO
Non-Participating | N | Y | LMEC_1_PL1X3 | LMEC_1_CTG2 | GEN | LOS MEDANOS CTG UNIT 2 | 172 | 172 |  | Los Medanos Energy Center, LLC | COMBUSTION TURBINE | NATURAL GAS | NP15 |  |  | CISO
Participating Unit | N | Y | LMEC_1_PL1X3 | LMEC_1_PL1X3 | GEN | Los Medanos Energy Center AGGREGATE | 580 |  | PGAE | Los Medanos Energy Center, LLC | COMBINED CYCLE | NATURAL GAS | NP15 | 37051 |  | CISO | PGAE
Non-Participating | N | Y | LMEC_1_PL1X3 | LMEC_1_STG | GEN | LOS MEDANOS STG UNIT | 236 | 236 |  | Los Medanos Energy Center, LLC | STEAM | HEAT RECOVERY | NP15 |  |  | CISO
Participating Unit | N | N |  | LNCSTR_6_SOLAR2 | GEN | SEPV Sierra NGR | 2.75 | 7.5 | SCE | SEPV Sierra LLC | OTHER | OTHER | SP15 | 43952 |  | CISO | SCE
Participating Unit | N | N |  | LOCKFD_1_BEARCK | GEN | Bear Creek Solar | 1.5 | 2.5 | PGAE | Ecos Energy LLC | PHOTO VOLTAIC | SUN | NP15 | 41675 |  | CISO | PGAE
Participating Unit | N | N |  | LOCKFD_1_KSOLAR | GEN | Kettleman Solar | 1 | 1 | PGAE | Kettleman Solar LLC | PHOTO VOLTAIC | SUN | NP15 | 41712 |  | CISO | PGAE
Participating Unit | N | N |  | LODI25_2_UNIT 1 | GEN | LODI GAS TURBINE | 25 | 25.4 | PGAE | NCPA (MSS Agreement - S14) | COMBUSTION TURBINE | NATURAL GAS | NP15 | 31413 |  | CISO | NCPA
Non-Participating | N | Y | LODIEC_2_PL1X2 | LODIEC_2_CTG | GEN | Lodi Energy Center | 220 | 220 |  | Northern California Power Agency | COMBUSTION TURBINE | NATURAL GAS | NP15 |  |  | CISO
Participating Unit | N | Y | LODIEC_2_PL1X2 | LODIEC_2_PL1X2 | GEN | Lodi Energy Center | 302.58 |  | PGAE | Northern California Power Agency - Lodi Energy Center | COMBINED CYCLE | NATURAL GAS | NP15 | 41240 |  | CISO | PGAE
Non-Participating | N | Y | LODIEC_2_PL1X2 | LODIEC_2_STG | GEN | Lodi Energy Center | 116.9 | 116.9 |  | Northern California Power Agency | STEAM | NATURAL GAS | NP15 |  |  | CISO
Participating Unit | N | N |  | LOTUS_6_LSFSR1 | GEN | Lotus Solar Farm | 50 | 50 | PGAE | 41MB 8me LLC | PHOTO VOLTAIC | SUN | NP15 | 43981 |  | CISO | PGAE
Participating Unit | Y | N |  | LOWGAP_1_SUPHR | GEN | Mill & Sulphur Creek Hydro | 0.99 | 1 | PGAE | Mill & Sulphur Creek Power Plant, LP | HYDRO | WATER | NP15 | 32196 |  | CISO | PGAE
Participating Unit | N | N |  | LOWGAP_7_QFUNTS | GEN | Matthews Dam Hydro | 1.35 | 3.5 | PGAE | Humboldt Bay Municipal Water District | HYDRO | WATER | NP15 | 42865 |  | CISO | PGAE
Participating Unit | N | N |  | LTBEAR_1_LB3SR3 | GEN | Little Bear 3 Solar | 20 | 20 | PGAE | Little Bear Solar 3, LLC | PHOTO VOLTAIC | SUN | NP15 |  |  | CISO | PGAE
Participating Unit | N | N |  | LTBEAR_1_LB4SR4 | GEN | Little Bear 4 | 50 | 50 | PGAE | Little Bear Solar 4, LLC | PHOTO VOLTAIC | SUN | NP15 |  |  | CISO | PGAE
Participating Unit | N | N |  | LTBEAR_1_LB4SR5 | GEN | Little Bear 4 Solar 5 | 50 | 50 | PGAE | Little Bear Solar 5, LLC | PHOTO VOLTAIC | SUN | NP15 |  |  | CISO | PGAE
Participating Unit | N | N |  | LTBERA_1_LB1SR1 | GEN | Little Bear Solar 1 | 40 | 40 | PGAE | Little Bear Solar 1, LLC | PHOTO VOLTAIC | SUN | NP15 |  |  | CISO | PGAE
Participating Unit | N | N |  | MAGNLA_6_ANAHEIM | TG | Magnolia Power Plant Anaheim | 109 |  | SCE | LUGO | COMBINED CYCLE | NATURAL GAS | SP15 | 43845 |  | LDWP | SCE
Participating Unit | N | N |  | MAGNLA_6_CERRITOS | TG | Magnolia Power Plant Cerritos | 12 |  | SCE | MARKETPLACE | COMBINED CYCLE | NATURAL GAS | SP15 | 43845 |  | LDWP | SCE
Participating Unit | N | N |  | MAGNLA_6_COLTON | TG | Magnolia Power Project | 12 |  | SCE | LUGO | COMBINED CYCLE | NATURAL GAS | SP15 | 43845 |  | LDWP | SCE
Participating Unit | N | N |  | MAGNLA_6_PASADENA | TG | Magnolia Power Plant - PASADENA | 18 |  | SCE | SYLMAR | COMBINED CYCLE | NATURAL GAS | SP15 | 43845 |  | LDWP | SCE
Participating Unit | N | N |  | MAGUND_1_BKISR1 | GEN | Bakersfield Industrial 1 | 1 | 1 | PGAE | Bakersfield Industrial PV 1, LLC | PHOTO VOLTAIC | SUN | ZP26 | 43096 |  | CISO | PGAE
Participating Unit | N | N |  | MAGUND_1_BKSSR2 | GEN | Bakersfield Solar 1 | 5.25 | 5.3 | PGAE | Bakersfield PV 1, LLC | PHOTO VOLTAIC | SUN | ZP26 | 43095 |  | CISO | PGAE
Participating Unit | N | Y | MALAGA_1_PL1X2 | MALAGA_1_PL1X2 | GEN | Malaga Power Aggregate | 96 |  | PGAE | Malaga Power, LLC | COMBUSTION TURBINE | NATURAL GAS | NP15 | 38614 |  | CISO | PGAE
Non-Participating | N | Y | MALAGA_1_PL1X2 | MALAGA_7_CTG1 | GEN | KRCD Malaga Peaking Plant CTG1 | 48.5 | 48.5 |  | Kings River Conservation District | COMBUSTION TURBINE | NATURAL GAS | NP15 |  |  | CISO
Non-Participating | N | Y | MALAGA_1_PL1X2 | MALAGA_7_CTG2 | GEN | KRCD Malaga Peaking Plant CTG2 | 48.5 | 48.5 |  | Kings River Conservation District | COMBUSTION TURBINE | NATURAL GAS | NP15 |  |  | CISO
Participating Unit | Y | N |  | MALCHQ_7_UNIT 1 | GEN | MALACHA HYDRO L.P. | 32.5 | 32.5 | PGAE | Pacific Gas & Electric Company | HYDRO | WATER | NP15 | 32484 |  | CISO | PGAE
Participating Unit | N | N |  | MALIN_5_BPADYN | TG | MALIN_5_BPADYN | 250 |  | PGAE | MALIN500 |  | WATER | NP15 |  |  | BPAT | PGAE
Participating Unit | N | N |  | MALIN_5_GCPDDYN | TG | Grant County Hydro Facilities | 125 |  | PGAE | MALIN500 | HYDRO | WATER | NP15 | 43140 |  | BPAT | PGAE
Participating Unit | N | N |  | MALIN_5_HERMDYN | TG | MALIN_5_HERMDYN | 308 |  | PGAE | MALIN500 | COMBINED CYCLE | NATURAL GAS | NP15 |  |  | BPAT | PGAE
Participating Unit | N | N |  | MALIN_5_IBERDR | TG | Iberdrola Centroid Sytem Resource | 100 |  | PGAE | MALIN500 | WIND | WIND | NP15 |  |  | BPAT | PGAE
Participating Unit | N | N |  | MALIN_5_INHRED | TG | CSF Columbia Gorge | 50 |  | PGAE | MALIN500 | WIND | WIND | NP15 |  |  | BPAT | PGAE
Participating Unit | N | N |  | MALIN_5_INHRPG | TG | BIGLOW CANYON | 50 |  | PGAE | MALIN500 | WIND | WIND | NP15 |  |  | BPAT | PGAE
Non-Participating | N | Y | BIGCRK_2_EXESWD | MAMMTH_7_UNIT 1 | GEN | MAMMOTH POOL UNIT 1 | 95 | 95 |  | Southern California Edison Company | HYDRO | WATER | SP15 |  |  | CISO
Non-Participating | N | Y | BIGCRK_2_EXESWD | MAMMTH_7_UNIT 2 | GEN | MAMMOTH POOL UNIT 2 | 95 | 95 |  | Southern California Edison Company | HYDRO | WATER | SP15 |  |  | CISO
Participating Unit | N | N |  | MANTEC_1_ML1SR1 | GEN | Manteca Land 1 | 1 | 1 | PGAE | Manteca PV 1, LLC | PHOTO VOLTAIC | SUN | NP15 | 43097 |  | CISO | PGAE
Participating Unit | N | N |  | MANZNA_2_WIND | GEN | Manzana Wind | 189 | 300 | SCE | Manzana Wind | WIND | WIND | SP15 | 41263 |  | CISO | SCE
Participating Unit | N | N |  | MARCPW_6_SOLAR1 | GEN | Maricopa West Solar PV | 20 | 20 | PGAE | Maricopa West Solar PV, LLC | PHOTO VOLTAIC | SUN | ZP26 | 42350 |  | CISO | PGAE
Participating Unit | N | N |  | MARTIN_1_SUNSET | GEN | Sunset Reservoir - North Basin | 4.5 | 4.5 | PGAE | RE SFCity1, LP | PHOTO VOLTAIC | SUN | NP15 | 40480 |  | CISO | PGAE
Participating Unit | N | N |  | MCARTH_6_FRIVRB | GEN | Fall River Mills Project B | 1.5 | 1.5 | PGAE | Ignite Solar Holdings 1, LLC | PHOTO VOLTAIC | SUN | NP15 | 41703 |  | CISO | PGAE
Participating Unit | Y | N |  | MCCALL_1_QF | GEN | SMALL QF AGGREGATION - FRESNO | 2.5 | 2.5 | PGAE | Pacific Gas & Electric Company | HYDRO | WATER | NP15 | 32874 |  | CISO | PGAE
Participating Unit | N | N |  | MCSWAN_6_UNITS | GEN | MC SWAIN HYDRO | 10 | 10 | PGAE | Merced Irrigation District | HYDRO | WATER | NP15 | 24473 |  | CISO | PGAE
Participating Unit | N | Y | MDFKRL_2_PROJCT | MDFKRL_2_PROJCT | GEN | MIDDLE FORK AND RALSTON PSP | 210 |  | PGAE | Placer County Water Agency | HYDRO | WATER | NP15 | 24108 |  | CISO | PGAE
Participating Unit | N | N |  | MENBIO_6_RENEW1 | GEN | CalRENEW - 1(A) | 5 | 5 | PGAE | CalRENEW-1, LLC | PHOTO VOLTAIC | SUN | NP15 | 40298 |  | CISO | PGAE
Participating Unit | N | N |  | MERCED_1_SOLAR1 | GEN | Mission Solar | 1.5 | 1.5 | PGAE | Mission Solar LLC | PHOTO VOLTAIC | SUN | NP15 | 42147 |  | CISO | PGAE
Participating Unit | N | N |  | MERCED_1_SOLAR2 | GEN | Merced Solar | 1.5 | 1.5 | PGAE | Merced Solar LLC | PHOTO VOLTAIC | SUN | NP15 | 42136 |  | CISO | PGAE
Participating Unit | N | N |  | MERCFL_6_UNIT | GEN | Merced Falls Powerhouse | 3.5 | 3.5 | PGAE | Merced Irrigation District | HYDRO | WATER | NP15 | 10959 |  | CISO | PGAE
Participating Unit | Y | N |  | MESAP_1_QF | GEN | SMALL QF AGGREGATION - SAN LUIS OBISPO | 1 | 1 | PGAE | Pacific Gas & Electric Company | OTHER | OTHER | ZP26 |  |  | CISO | PGAE
Participating Unit | N | Y | METEC_2_PL1X3 | METEC_2_PL1X3 | GEN | Metcalf Energy Center | 593.16 |  | PGAE | Metcalf Energy Center, LLC | COMBINED CYCLE | NATURAL GAS | NP15 | 38499 |  | CISO | PGAE
Non-Participating | N | Y | METEC_2_PL1X3 | METEC_7_CTG1 | GEN | Metcalf Energy Center Unit 1 | 193 | 193 |  | Metcalf Energy Center, LLC | COMBUSTION TURBINE | NATURAL GAS | NP15 |  |  | CISO
Non-Participating | N | Y | METEC_2_PL1X3 | METEC_7_CTG2 | GEN | Metcalf Energy Center Unit 2 | 193 | 193 |  | Metcalf Energy Center, LLC | COMBUSTION TURBINE | NATURAL GAS | NP15 |  |  | CISO
Non-Participating | N | Y | METEC_2_PL1X3 | METEC_7_STG3 | GEN | Metcalf Energy Center Unit 3 | 231 | 231 |  | Metcalf Energy Center, LLC | STEAM | HEAT RECOVERY | NP15 |  |  | CISO
Non-Participating | N | Y | MDFKRL_2_PROJCT | MIDFRK_7_UNIT 1 | GEN | MIDDLE FORK UNIT 1 | 65.7 | 65.7 |  | Pacific Gas & Electric Company | HYDRO | WATER | NP15 |  |  | CISO
Non-Participating | N | Y | MDFKRL_2_PROJCT | MIDFRK_7_UNIT 2 | GEN | MIDDLE FORK UNIT 2 | 69 | 69 |  | Pacific Gas & Electric Company | HYDRO | WATER | NP15 |  |  | CISO
Participating Unit | N | N |  | MIDWD_2_WIND2 | GEN | Coram Energy | 3 | 3 | SCE | Coram Energy, LLC | WIND | WIND | SP15 | 42361 |  | CISO | SCE
Non-Participating |  | Y | ANTLPE_2_QF | MIDWD_6_QF | GEN | MIDWD_6_QF | 11 | 11 |  |  |  |  | SP15 |  |  | CISO
Participating Unit | N | N |  | MIDWD_7_CORAMB | GEN | CELLC 7.5 MW Tehachapi Project | 7.5 | 7.5 | SCE | Coram Energy, LLC | WIND | WIND | SP15 | 30651 |  | CISO | SCE
Participating Unit | N | N |  | MIDWY3_2_MDSSR1 | TG | Midway South Solar Farm | 20 | 20 | SDGE | IVLY2 | PHOTO VOLTAIC | SUN | SP15 | 43349 |  | IID | SDGE
Participating Unit | N | N |  | MIDWYS_2_MIDSL1 | TG | Midway Solar Farm | 49.9 | 50 | SCE | MIR2 | PHOTO VOLTAIC | SUN | SP15 | 43113 |  | IID | SCE
Participating Unit | N | N |  | MILFRD_7_PASADENA | TG | Milford I | 5 |  | SCE | IPP | WIND | WIND | SP15 | 42430 |  | LDWP | SCE
Participating Unit | N | N |  | MIRLOM_2_CORONA | GEN | MWD Corona Hydroelectric Recovery Plant | 2.85 | 2.8 | SCE | Metropolitan Water District of Southern California | HYDRO | WATER | SP15 | 31778 |  | CISO | SCE
Participating Unit | N | N |  | MIRLOM_2_LNDFL | GEN | Milliken Landfill Solar | 3 | 3 | SCE | PVN Milliken, LLC | PHOTO VOLTAIC | SUN | SP15 | 42909 |  | CISO | SCE
Participating Unit | N | N |  | MIRLOM_2_MLBBTA | GEN | Mira Loma BESS A | 10 | 10 | SCE | Southern California Edison | OTHER | LESR | SP15 | 42734 |  | CISO | SCE
Participating Unit | N | N |  | MIRLOM_2_MLBBTB | GEN | Mira Loma BESS B | 10 | 10 | SCE | Southern California Edison | OTHER | LESR | SP15 | 42734 |  | CISO | SCE
Participating Unit | N | N |  | MIRLOM_2_ONTARO | GEN | Ontario RT Solar | 5.5 | 5.5 | SCE | Southern California Edison Company | PHOTO VOLTAIC | SUN | SP15 | 40780 |  | CISO | SCE
Participating Unit | N | N |  | MIRLOM_2_RTS032 | GEN | SPVP032 | 1.5 | 1.5 | SCE | Southern California Edison | PHOTO VOLTAIC | SUN | SP15 | 41442 |  | CISO | SCE
Participating Unit | N | N |  | MIRLOM_2_RTS033 | GEN | SPVP033 | 1 | 1 | SCE | Southern California Edison | PHOTO VOLTAIC | SUN | SP15 | 41491 |  | CISO | SCE
Participating Unit | N | N |  | MIRLOM_2_TEMESC | GEN | MWD Temescal Hydroelectric Recovery Plan | 2.85 | 2.8 | SCE | Metropolitan Water District of Southern California | HYDRO | WATER | SP15 | 31778 |  | CISO | SCE
Participating Unit | N | N |  | MIRLOM_6_PEAKER | GEN | Mira Loma Peaker | 46 | 59 | SCE | Southern California Edison Company | COMBUSTION TURBINE | NATURAL GAS | SP15 | 39345 |  | CISO | SCE
Participating Unit | N | N |  | MIRLOM_7_MWDLKM | GEN | Lake Mathews Hydroelectric Recovery Plan | 5 | 5 | SCE | Metropolitan Water District of Southern California (MWD) | HYDRO | WATER | SP15 | 29221 |  | CISO | SCE
Participating Unit | Y | N |  | MISSIX_1_QF | GEN | SMALL QF AGGREGATION - SAB FRABCUSCI | 1 | 15 | PGAE | Pacific Gas & Electric Company | COMBUSTION TURBINE | NATURAL GAS | NP15 | 31778 |  | CISO | PGAE
Participating Unit | N | N |  | MKTRCK_1_UNIT 1 | GEN | MCKITTRICK LIMITED | 47.49 | 57.9 | PGAE | McKittrick Limited | COMBUSTION TURBINE | NATURAL GAS | ZP26 | 33527 |  | CISO | PGAE
Participating Unit | Y | N |  | MLPTAS_7_QFUNTS | GEN | MLPTAS_7_QFUNTS | 1 | 2 | PGAE | Pacific Gas & Electric Company | OTHER | OTHER | NP15 |  |  | CISO | PGAE
Participating Unit | N | N |  | MNDALY_6_MCGRTH | GEN | McGrath Beach Peaker | 47.2 | 59 | SCE | Southern California edison | COMBUSTION TURBINE | NATURAL GAS | SP15 | 41214 |  | CISO | SCE
Participating Unit | N | N |  | MNDOTA_1_SOLAR1 | GEN | North Star Solar 1 | 60 | 60 | PGAE | North Star Solar, LLC | PHOTO VOLTAIC | SUN | NP15 | 42175 |  | CISO | PGAE
Participating Unit | N | N |  | MNDOTA_1_SOLAR2 | GEN | Citizen Solar B | 5 | 5 | PGAE | Citizen Solar B LLC | PHOTO VOLTAIC | SUN | NP15 | 42349 |  | CISO | PGAE
Non-Participating | N | Y | INTKEP_2_UNITS | MOCCPH_7_UNIT 1 | GEN | MOCCASIN HYDRO UNIT 1 | 52 | 52 |  |  |  |  | NP15 |  |  | CISO
Non-Participating | N | Y | INTKEP_2_UNITS | MOCCPH_7_UNIT 2 | GEN | MOCCASIN HYDRO UNIT 2 | 52 | 52 |  |  |  |  | NP15 |  |  | CISO
Participating Unit | N | N |  | MOJAVE_1_SIPHON | GEN | MOJAVE SIPHON POWER PLANT | 14.36 | 34.5 | SCE | California Dept. of Water Resources | HYDRO | WATER | SP15 | 35065 |  | CISO | CWRS
Participating Unit | N | N |  | MOJAVW_2_SOLAR | GEN | Mojave West | 20 | 20 | SCE | SEPV Mojave West, LLC | PHOTO VOLTAIC | SUN | SP15 | 42536 |  | CISO | SCE
Participating Unit | N | N |  | MONLTH_6_BATTRY | GEN | Tehachapi Storage Project | 7.99 | 8 | SCE | Southern California Edison | OTHER | LESR | SP15 | 42468 |  | CISO | SCE
Participating Unit | N | N |  | MONLTH_6_BOREL | GEN | BOREL HYDRO UNITS 1-3 AGGREGATE | 11 | 12 | SCE | Southern California Edison Company | HYDRO | WATER | SP15 | 1462 |  | CISO | SCE
Non-Participating | N | Y | MONTPH_7_UNITS | MONTPH_7_UNIT 1 | GEN | MONTICELLO Unit 1 | 5.7 | 5.7 |  |  |  |  | NP15 |  |  | CISO
Non-Participating | N | Y | MONTPH_7_UNITS | MONTPH_7_UNIT 2 | GEN | MONTICELLO Unit 2 | 5.7 | 5.7 |  |  |  |  | NP15 |  |  | CISO
Non-Participating | N | Y | MONTPH_7_UNITS | MONTPH_7_UNIT 3 | GEN | MONTICELLO Unit 3 | 1.5 | 1.5 |  |  |  |  | NP15 |  |  | CISO
Participating Unit | N | Y | MONTPH_7_UNITS | MONTPH_7_UNITS | GEN | MONTICELLO HYDRO AGGREGATE | 12.5 |  | PGAE | Pacific Gas & Electric Company | HYDRO | WATER | NP15 | 27030 |  | CISO | PGAE
Participating Unit | Y | N |  | MOORPK_2_CALABS | GEN | Calabasas Gas-to-Energy Facility | 6.96 | 13.8 | SCE | County Sanitation District No.2 of Los Angeles County | COMBUSTION TURBINE | BIOGAS | SP15 | 40441 |  | CISO | SCE
Participating Unit | Y | N |  | MOORPK_6_QF | GEN | MOORPARK QFS | 0.8 | 35.8 | SCE | Southern California Edison Company | OTHER | OTHER | SP15 | 27760 |  | CISO | SCE
Participating Unit | Y | N |  | MORWD_6_QF | GEN | Morwind | 38.16 | 56 | SCE | Terra-Gen Mojave Windfarms, LLC | WIND | WIND | SP15 | 42752 |  | CISO | SCE
Participating Unit | Y | N |  | MOSSLD_1_QF | GEN | SMALL QF AGGREGATION - SANTA CRUZ | 1 | 1 | PGAE | Pacific Gas & Electric Company | OTHER | OTHER | NP15 | 31048 |  | CISO | PGAE
Participating Unit | N | Y | MOSSLD_2_PSP1 | MOSSLD_2_PSP1 | GEN | MOSS LANDING POWER BLOCK 1 | 510 |  | PGAE | Dynegy Moss Landing, LLC | COMBINED CYCLE | NATURAL GAS | NP15 | 37438 |  | CISO | PGAE
Non-Participating | N | Y | MOSSLD_2_PSP1 | MOSSLD_2_PSP1G1 | GEN | MOSS LANDING CC PLANT 1, CTG UNIT 1 | 176 | 176 |  | Duke Energy Moss Landing LLC | COMBUSTION TURBINE | NATURAL GAS | NP15 |  |  | CISO
Non-Participating | N | Y | MOSSLD_2_PSP1 | MOSSLD_2_PSP1G2 | GEN | MOSS LANDING CC PLANT 1, CTG UNIT 2 | 176 | 176 |  | Duke Energy Moss Landing LLC | COMBUSTION TURBINE | NATURAL GAS | NP15 |  |  | CISO
Non-Participating | N | Y | MOSSLD_2_PSP1 | MOSSLD_2_PSP1G3 | GEN | MOSS LANDING CC PLANT 1, STG UNIT | 198 | 198 |  | Duke Energy Moss Landing LLC | STEAM | HEAT RECOVERY | NP15 |  |  | CISO
Participating Unit | N | Y | MOSSLD_2_PSP2 | MOSSLD_2_PSP2 | GEN | MOSS LANDING POWER BLOCK 2 | 510 |  | PGAE | Dynegy Moss Landing, LLC | COMBINED CYCLE | NATURAL GAS | NP15 | 37448 |  | CISO | PGAE
Non-Participating | N | Y | MOSSLD_2_PSP2 | MOSSLD_2_PSP2G1 | GEN | MOSS LANDING CC PLANT 2, CTG UNIT 1 | 176 | 176 |  | Duke Energy Moss Landing LLC | COMBUSTION TURBINE | NATURAL GAS | NP15 |  |  | CISO
Non-Participating | N | Y | MOSSLD_2_PSP2 | MOSSLD_2_PSP2G2 | GEN | MOSS LANDING CC PLANT 2, CTG UNIT 2 | 176 | 176 |  | Duke Energy Moss Landing LLC | COMBUSTION TURBINE | NATURAL GAS | NP15 |  |  | CISO
Non-Participating | N | Y | MOSSLD_2_PSP2 | MOSSLD_2_PSP2G3 | GEN | MOSS LANDING CC PLANT 2, STG UNIT | 198 | 198 |  | Duke Energy Moss Landing LLC | STEAM | HEAT RECOVERY | NP15 |  |  | CISO
Non-Participating | N | Y | MRCHNT_2_PL1X3 | MRCHNT_2_CTG1 | GEN | Desert Star Energy Center CT1 | 230 | 230 |  | San Diego Gas and Electric Company | COMBUSTION TURBINE | NATURAL GAS | SP15 |  |  | CISO
Non-Participating | N | Y | MRCHNT_2_PL1X3 | MRCHNT_2_CTG2 | GEN | Desert Star Energy Center CT2 | 201 | 201 |  | San Diego Gas and Electric Company | COMBUSTION TURBINE | NATURAL GAS | SP15 |  |  | CISO
Participating Unit | N | Y | MRCHNT_2_PL1X3 | MRCHNT_2_PL1X3 | GEN | Desert Star Energy Center | 494.58 |  | SCE | San Diego Gas & Electric Company | COMBINED CYCLE | NATURAL GAS | SP15 | 41078 |  | CISO | SCE
Non-Participating | N | Y | MRCHNT_2_PL1X3 | MRCHNT_2_STG | GEN | Desert Star Energy Center ST1 | 201 | 201 |  | San Diego Gas and Electric Company | STEAM | NATURAL GAS | SP15 |  |  | CISO
Participating Unit | N | N |  | MRGT_6_MEF2 | GEN | Miramar Energy Facility II | 44 | 67.5 | SDGE | San Diego Gas & Electric | COMBUSTION TURBINE | NATURAL GAS | SP15 | 40032 |  | CISO | SDGE
Participating Unit | N | N |  | MRGT_6_MMAREF | GEN | Miramar Energy Facility | 45 | 68 | SDGE | San Diego Gas & Electric | COMBUSTION TURBINE | NATURAL GAS | SP15 | 38560 |  | CISO | SDGE
Participating Unit | N | N |  | MRLSDS_6_SOLAR1 | GEN | Morelos Solar | 15 | 15 | PGAE | Morelos Solar, LLC | PHOTO VOLTAIC | SUN | ZP26 | 42333 |  | CISO | PGAE
Participating Unit | Y | N |  | MSHGTS_6_MMARLF | GEN | MIRAMAR LANDFILL | 5 | 3 | SDGE | MM San Diego LLC | RECIPROCATING ENGINE | BIOGAS | SP15 | 37762 |  | CISO | SDGE
Participating Unit | N | N |  | MSOLAR_2_SOLAR1 | GEN | Mesquite Solar 1 | 165 | 170 | SDGE | Mesquite Solar 1, LLC | PHOTO VOLTAIC | SUN | SP15 | 41640 |  | CISO | SDGE
Participating Unit | N | N |  | MSOLAR_2_SOLAR2 | GEN | Mesquite Solar 2 | 100.81 | 165 | SDGE | Mesquite Solar 2, LLC | PHOTO VOLTAIC | SUN | SP15 | 43020 |  | CISO | SDGE
Participating Unit | N | N |  | MSOLAR_2_SOLAR3 | GEN | Mesquite Solar 3, LLC | 152 | 152 | SDGE | Mesquite Solar 3, LLC | PHOTO VOLTAIC | SUN | SP15 | 42710 |  | CISO | SDGE
Participating Unit | N | N |  | MSQUIT_5_SERDYN | TG | MSQUIT_5_SERDYN | 625 |  | SCE | PVWEST | COMBINED CYCLE | NATURAL GAS | SP15 |  |  | SRP | SCE
Participating Unit | Y | N |  | MSSION_2_QF | GEN | SMALL QF AGGREGATION - SAN DIEGO | 2 | 50 | SDGE | SDG&E Exempt |  | OTHER | SP15 | 29221 |  | CISO | SDGE
Participating Unit | N | N |  | MSTANG_2_SOLAR | GEN | Mustang | 30 | 30 | PGAE | RE Mustang LLC | PHOTO VOLTAIC | SUN | NP15 | 42563 |  | CISO | PGAE
Participating Unit | N | N |  | MSTANG_2_SOLAR3 | GEN | Mustang 3 | 40 | 40 | PGAE | RE Mustang 3 LLC | PHOTO VOLTAIC | SUN | NP15 | 42493 |  | CISO | PGAE
Participating Unit | N | N |  | MSTANG_2_SOLAR4 | GEN | Mustang 4 | 30 | 30 | PGAE | RE Mustang 4 LLC | PHOTO VOLTAIC | SUN | NP15 | 42530 |  | CISO | PGAE
Participating Unit | Y | N |  | MTNPOS_1_UNIT | GEN | MT.POSO COGENERATION CO. | 46.64 | 57 | PGAE | Mt. Poso Cogeneration Company | STEAM | BIOMASS | ZP26 | 32599 |  | CISO | PGAE
Participating Unit | N | N |  | MTWIND_1_UNIT 1 | GEN | Mountain View Power Project I | 44.4 | 44.4 | SCE | Mountain View Power Partners, L.L.C. | WIND | WIND | SP15 | 36974 |  | CISO | SCE
Participating Unit | N | N |  | MTWIND_1_UNIT 2 | GEN | Mountain View Power Project II | 22.2 | 22.2 | SCE | Mountain View Power Partners, L.L.C. | WIND | WIND | SP15 | 37151 |  | CISO | SCE
Participating Unit | N | N |  | MTWIND_1_UNIT 3 | GEN | Mountain View Power Project III | 22.44 | 22.4 | SCE | Mountain View Power Partners III, L.L.C. | WIND | WIND | SP15 | 37970 |  | CISO | SCE
Participating Unit | Y | N |  | MURRAY_6_UNIT | GEN | Grossmont Hospital | 4.12 | 4.6 | SDGE | Grossmont Hospital Corp | COMBUSTION TURBINE | NATURAL GAS | SP15 | 42720 |  | CISO | SDGE
Participating Unit | Y | N |  | NAROW1_2_UNIT | GEN | NARROWS PH 1 UNIT | 12 | 12 | PGAE | Yuba County Water Agency | HYDRO | WATER | NP15 | 15342 |  | CISO | PGAE
Participating Unit | N | N |  | NAROW2_2_UNIT | GEN | Narrows Powerhouse Unit 2 | 55 | 55 | PGAE | Yuba County Water Agency | HYDRO | WATER | NP15 | 25204 |  | CISO | PGAE
Non-Participating | N | Y | NAVYII_2_UNITS | NAVYII_2_UNIT 4 | GEN | COSO POWER DEVELOPERS (NAVY II) UNIT 4 | 33.3 | 33.3 |  |  |  |  | SP15 |  |  | CISO
Non-Participating | N | Y | NAVYII_2_UNITS | NAVYII_2_UNIT 5 | GEN | COSO Power Developers (Navy II) Unit 5 | 33.3 | 33.3 |  |  |  |  | SP15 |  |  | CISO
Non-Participating | N | Y | NAVYII_2_UNITS | NAVYII_2_UNIT 6 | GEN | COSO Power Developers (Navy II) Unit 6 | 33.3 | 33.3 |  |  |  |  | SP15 |  |  | CISO
Participating Unit | Y | Y | NAVYII_2_UNITS | NAVYII_2_UNITS | GEN | COSO POWER DEVELOPER (NAVY II) AGGREGATE | 90 |  | SCE | Coso Power Developers | STEAM | GEOTHERMAL | SP15 | 32865 |  | CISO | SCE
Participating Unit | N | N |  | NCPA_7_GP1UN1 | GEN | NCPA GEO PLANT 1 UNIT 1 | 38.85 | 55 | PGAE | NCPA (MSS Agreement - S14) | STEAM | GEOTHERMAL | NP15 | 30317 |  | CISO | NCPA
Participating Unit | N | N |  | NCPA_7_GP1UN2 | GEN | NCPA GEO PLANT 1 UNIT 2 | 39.94 | 55 | PGAE | NCPA (MSS Agreement - S14) | STEAM | GEOTHERMAL | NP15 | 30317 |  | CISO | NCPA
Participating Unit | N | N |  | NCPA_7_GP2UN3 | GEN | NCPA GEO PLANT 2 UNIT 3 | 42.42 | 55 | PGAE | NCPA (MSS Agreement - S14) | STEAM | GEOTHERMAL | NP15 | 31048 |  | CISO | NCPA
Participating Unit | N | N |  | NCPA_7_GP2UN4 | GEN | NCPA GEO PLANT 2 UNIT 4 | 52.73 | 55 | PGAE | NCPA (MSS Agreement - S14) | STEAM | GEOTHERMAL | NP15 | 31413 |  | CISO | NCPA
Participating Unit | N | N |  | NEENCH_6_SOLAR | GEN | Alpine Solar | 66 | 66 | SCE | Solar Alpine LLC | PHOTO VOLTAIC | SUN | SP15 | 41292 |  | CISO | SCE
Participating Unit | Y | N |  | NEWARK_1_QF | GEN | NEWARK 1 QF | 1.1 | 1.1 | PGAE | Pacific Gas & Electric Company | OTHER | OTHER | NP15 |  |  | CISO | PGAE
Participating Unit | Y | N |  | NGILAA_5_SDGDYN | TG | NGILAA_5_SDGDYN | 57 |  | SCE | NRTHGILA500 | COMBINED CYCLE | NATURAL GAS | SP15 |  |  | AZPS | SDGE
Non-Participating | N | Y | NHOGAN_6_UNITS | NHOGAN_6_UNIT 1 | GEN | NEW HOGAN PH UNIT 1 | 2.2 | 2.2 |  |  |  |  | NP15 |  |  | CISO
Non-Participating | N | Y | NHOGAN_6_UNITS | NHOGAN_6_UNIT 2 | GEN | NEW HOGAN PH UNIT 2 | 1.1 | 1.1 |  |  |  |  | NP15 |  |  | CISO
Participating Unit | Y | Y | NHOGAN_6_UNITS | NHOGAN_6_UNITS | GEN | NEW HOGAN PH AGGREGATE | 4 |  | PGAE | Modesto Irrigation District | HYDRO | WATER | NP15 | 31517 |  | CISO | PGAE
Participating Unit | Y | N |  | NIMTG_6_NICOGN | GEN | NORTH ISLAND COGEN | 4.05 | 5 | SDGE | SDG&E Exempt |  | OTHER | SP15 | 32509 |  | CISO | SDGE
Participating Unit | N | N |  | NOVATO_6_LNDFL | GEN | Redwood Renewable Energy | 3.9 | 3.9 | PGAE | WM Renewable Energy, LLC | RECIPROCATING ENGINE | BIOGAS | NP15 | 42994 |  | CISO | PGAE
Participating Unit | N | N |  | NWCSTL_7_UNIT 1 | GEN | NEWCASTLE HYDRO | 12 | 12 | PGAE | Pacific Gas & Electric Company | HYDRO | WATER | NP15 | 31413 |  | CISO | PGAE
Participating Unit | N | N |  | NZWIND_2_WDSTR5 | GEN | Windstream 6111 | 6.31 | 6.5 | SCE | Wind Stream Operations, LLC | WIND | WIND | SP15 | 42437 |  | CISO | SCE
Participating Unit | N | N |  | NZWIND_6_CALWND | GEN | Wind Resource I | 9 | 8.7 | SCE | CalWind Resources, Inc. | WIND | WIND | SP15 | 40992 |  | CISO | SCE
Non-Participating |  | Y | ANTLPE_2_QF | NZWIND_6_NORTHW | GEN | NZWIND_6_NORTHW | 10.4 | 10.4 |  |  |  |  | SP15 |  |  | CISO
Participating Unit | N | N |  | NZWIND_6_WDSTR | GEN | Windstream 39 | 3.35 | 6.2 | SCE | Windstream Operations, LLC | WIND | WIND | SP15 | 30713 |  | CISO | SCE
Participating Unit | N | N |  | NZWIND_6_WDSTR2 | GEN | Windstream 6040 | 4.07 | 6.9 | SCE | Windstream Operations, LLC | WIND | WIND | SP15 | 41973 |  | CISO | SCE
Participating Unit | Y | N |  | NZWIND_6_WDSTR3 | GEN | Windstream 6041 | 3.86 | 6 | SCE | Windstream Operations, LLC | WIND | WIND | SP15 | 41973 |  | CISO | SCE
Participating Unit | Y | N |  | NZWIND_6_WDSTR4 | GEN | Windstream 6042 | 6.77 | 6.8 | SCE | Windstream Operations, LLC | WIND | WIND | SP15 | 42349 |  | CISO | SCE
Non-Participating |  | Y | ANTLPE_2_QF | NZWIND_6_ZONDWD | GEN | NZWIND_6_ZONDWD | 26 | 26 |  |  |  |  | SP15 |  |  | CISO
Participating Unit | Y | N |  | OAK C_1_EBMUD | GEN | MWWTP PGS 1 - ENGINES | 6.9 | 6.9 | PGAE | EAST BAY MUNICIPAL UTILITY DISTRICT | RECIPROCATING ENGINE | BIOGAS | NP15 | 41214 |  | CISO | PGAE
Participating Unit | N | N |  | OAK C_7_UNIT 1 | GEN | OAKLAND STATION C GT UNIT 1 | 55 | 55 | PGAE | Dynegy Oakland LLC | COMBUSTION TURBINE | DISTILLATE | NP15 | 28491 |  | CISO | PGAE
Participating Unit | N | N |  | OAK C_7_UNIT 2 | GEN | OAKLAND STATION C GT UNIT 2 | 55 | 55 | PGAE | Dynegy Oakland LLC | COMBUSTION TURBINE | DISTILLATE | NP15 | 28491 |  | CISO | PGAE
Participating Unit | N | N |  | OAK C_7_UNIT 3 | GEN | OAKLAND STATION C GT UNIT 3 | 55 | 55 | PGAE | Dynegy Oakland LLC | COMBUSTION TURBINE | DISTILLATE | NP15 | 28491 |  | CISO | PGAE
Participating Unit | N | N |  | OAK L_1_GTG1 | GEN | MWWTP PGS 2 - Turbine | 4.6 | 5.8 | PGAE | EAST BAY MUNICIPAL UTILITY DISTRICT | COMBUSTION TURBINE | BIOGAS | NP15 | 33532 |  | CISO | PGAE
Participating Unit | Y | N |  | OAKWD_6_QF | GEN | Oak Creek | 27.87 | 30.3 | SCE | Oak Creek Wind Power, LLC | WIND | WIND | SP15 | 43081 |  | CISO | SCE
Participating Unit | Y | N |  | OAKWD_6_ZEPHWD | GEN | Zephyr Park | 3.5 | 4.2 | SCE | Oak Creek Wind Power, LLC | WIND | WIND | SP15 | 41677 |  | CISO | SCE
Participating Unit | N | N |  | OASIS_6_GBDSR4 | GEN | Green Beanworks D | 3 | 3 | SCE | Green Beanworks D LLC | PHOTO VOLTAIC | SUN | SP15 | 43337 |  | CISO | SCE
Participating Unit | N | N |  | OASIS_6_SOLAR1 | GEN | Morgan Lancaster I | 1.5 | 1.5 | SCE | WGL Energy Systems Inc | PHOTO VOLTAIC | SUN | SP15 | 42347 |  | CISO | SCE
Participating Unit | N | N |  | OASIS_6_SOLAR2 | GEN | Oasis Solar | 20 | 20 | SCE | Solar Oasis LLC | PHOTO VOLTAIC | SUN | SP15 | 42388 |  | CISO | SCE
Participating Unit | N | N |  | OASIS_6_SOLAR3 | GEN | Soccer Center | 3 | 3.8 | SCE | SolarCity Corporation | PHOTO VOLTAIC | SUN | SP15 | 42958 |  | CISO | SCE
Participating Unit | N | N |  | OCTILO_5_WIND | GEN | Ocotillo Wind Energy Facility | 265 | 265 | SDGE | Ocotillo Express LLC | WIND | WIND | SP15 | 41485 |  | CISO | SDGE
Non-Participating |  | Y | OGROVE_6_PL1X2 | OGROVE_6_CTG1 | GEN | Orange Grove | 75 | 75 |  | Orange Grove LLC | COMBUSTION TURBINE | NATURAL GAS | SP15 |  |  | CISO
Non-Participating |  | Y | OGROVE_6_PL1X2 | OGROVE_6_CTG2 | GEN | Orange Grove | 75 | 75 |  | Orange Grove LLC | COMBUSTION TURBINE | NATURAL GAS | SP15 |  |  | CISO
Participating Unit | N | Y | OGROVE_6_PL1X2 | OGROVE_6_PL1X2 | GEN | Orange Grove Energy Center | 96 |  | SDGE | Orange Grove Energy, L.P. | COMBUSTION TURBINE | NATURAL GAS | SP15 | 40345 |  | CISO | SDGE
Participating Unit | Y | N |  | OILFLD_7_QFUNTS | GEN | Nacimiento Hydroelectric Plant | 3.8 | 4.4 | PGAE | Monterey County Water Resources Agency | HYDRO | WATER | NP15 | 41533 |  | CISO | PGAE
Participating Unit | N | N |  | OLDRIV_6_BIOGAS | GEN | Bidart Old River 1 | 2 | 2 | PGAE | ABEC Bidart-Old River LLC | RECIPROCATING ENGINE | BIOGAS | ZP26 | 41708 |  | CISO | PGAE
Participating Unit | N | N |  | OLDRIV_6_CESDBM | GEN | Ces Dairy Biogas | 1 | 1 | PGAE | ABEC #4 LLC | RECIPROCATING ENGINE | BIOGAS | ZP26 | 43133 |  | CISO | PGAE
Participating Unit | N | N |  | OLDRIV_6_LKVBM1 | GEN | Lakeview Dairy Biogas | 1 | 1 | PGAE | ABEC #3 LLC | RECIPROCATING ENGINE | BIOGAS | ZP26 | 43133 |  | CISO | PGAE
Participating Unit | N | N |  | OLDRV1_6_SOLAR | GEN | Old River One | 20 | 20 | PGAE | RE Old River One, LLC | PHOTO VOLTAIC | SUN | ZP26 | 42003 |  | CISO | PGAE
Participating Unit | N | N |  | OLINDA_2_COYCRK | GEN | MWD Coyote Creek Hydroelectric Recovery | 3.13 | 3.1 | SCE | Metropolitan Water District of Southern California | HYDRO | WATER | SP15 | 28907 |  | CISO | SCE
Participating Unit | N | N |  | OLINDA_2_LNDFL2 | GEN | Brea Power II | 28.1 | 35.7 | SCE | Brea Power II LLC | COMBINED CYCLE | BIOGAS | SP15 | 41214 |  | CISO | SCE
Participating Unit | Y | N |  | OLINDA_2_QF | GEN | OLINDA QFS | 0.4 | 13.3 | SCE | Southern California Edison Company | OTHER | OTHER | SP15 | 30682 |  | CISO | SCE
Participating Unit | Y | N |  | OLINDA_7_BLKSND | GEN | BlackSand Generating Facility | 8 | 8 | SCE | Bridge Energy LLC | COMBUSTION TURBINE | WASTE TO POWER | SP15 | 36678 |  | CISO | SCE
Participating Unit | N | N |  | OLIVEP_1_SOLAR | GEN | White River Solar | 20 | 20 | PGAE | CED White River Solar, LLC | PHOTO VOLTAIC | SUN | ZP26 | 41447 |  | CISO | PGAE
Participating Unit | N | N |  | OLIVEP_1_SOLAR2 | GEN | White River West | 19.75 | 19.8 | PGAE | CED White River Solar 2, LLC | PHOTO VOLTAIC | SUN | ZP26 | 41913 |  | CISO | PGAE
Participating Unit | Y | N |  | OLSEN_2_UNIT | GEN | OLSEN POWER PARTNERS | 5.8 | 5.8 | PGAE | Olsen Power Partners | HYDRO | WATER | NP15 | 32876 |  | CISO | PGAE
Participating Unit | N | N |  | OMAR_2_UNIT 1 | GEN | KERN RIVER COGENERATION CO. UNIT 1 | 78 | 85 | SCE | Chevron Power Holdings, INC | COMBUSTION TURBINE | NATURAL GAS | SP15 | 31168 |  | CISO | SCE
Participating Unit | N | N |  | OMAR_2_UNIT 2 | GEN | KERN RIVER COGENERATION CO. UNIT 2 | 78.11 | 85 | SCE | Chevron Power Holdings, INC | COMBUSTION TURBINE | NATURAL GAS | SP15 | 31168 |  | CISO | SCE
Participating Unit | N | N |  | OMAR_2_UNIT 3 | GEN | KERN RIVER COGENERATION CO. UNIT 3 | 81.41 | 85 | SCE | Chevron Power Holdings, INC | COMBUSTION TURBINE | NATURAL GAS | SP15 | 31168 |  | CISO | SCE
Participating Unit | Y | N |  | OMAR_2_UNIT 4 | GEN | KERN RIVER COGENERATION CO. UNIT 4 | 81.44 | 85 | SCE | Chevron Power Holdings, INC | COMBUSTION TURBINE | NATURAL GAS | SP15 | 31168 |  | CISO | SCE
Non-Participating | N | Y | ONLLPP_6_UNITS | ONLLPP_6_UNIT 1 | GEN | O'NEILL PUMP-GEN UNIT 1 | 4.2 | 4.2 |  |  | HYDRO | WATER | NP15 |  |  | CISO
Non-Participating | N | Y | ONLLPP_6_UNITS | ONLLPP_6_UNIT 2 | GEN | O'NEILL PUMP-GEN UNIT 2 | 4.2 | 4.2 |  |  | HYDRO | WATER | NP15 |  |  | CISO
Non-Participating | N | Y | ONLLPP_6_UNITS | ONLLPP_6_UNIT 3 | GEN | O'NEILL PUMP-GEN UNIT 3 | 4.2 | 4.2 |  |  | HYDRO | WATER | NP15 |  |  | CISO
Non-Participating | N | Y | ONLLPP_6_UNITS | ONLLPP_6_UNIT 4 | GEN | O'NEILL PUMP-GEN UNIT 4 | 4.2 | 4.2 |  |  | HYDRO | WATER | NP15 |  |  | CISO
Non-Participating | N | Y | ONLLPP_6_UNITS | ONLLPP_6_UNIT 5 | GEN | O'NEILL PUMP-GEN UNIT 5 | 4.2 | 4.2 |  |  | HYDRO | WATER | NP15 |  |  | CISO
Non-Participating | N | Y | ONLLPP_6_UNITS | ONLLPP_6_UNIT 6 | GEN | O'NEILL PUMP-GEN UNIT 6 | 4.2 | 4.2 |  |  | HYDRO | WATER | NP15 |  |  | CISO
Participating Unit | N | Y | ONLLPP_6_UNITS | ONLLPP_6_UNITS | GEN | O'NEILL PUMP-GEN (AGGREGATE) | 25.2 |  | PGAE | Western Area Power Administration |  | WATER | NP15 | 43069 |  | CISO | PGAE
Participating Unit | N | N |  | ORLND_6_HIGHLI | GEN | High Line Canal Hydro | 0.5 | 0.6 | PGAE | City of Santa Clara dba Silicon Valley | HYDRO | WATER | NP15 | 41801 |  | CISO | NCPA
Participating Unit | N | N |  | ORLND_6_SOLAR1 | GEN | Enerparc California 2 | 1.5 | 1.5 | PGAE | Enerparc CA2, LLC | PHOTO VOLTAIC | SUN | NP15 | 42452 |  | CISO | PGAE
Participating Unit | N | N |  | ORMOND_7_UNIT 1 | GEN | ORMOND BEACH GEN STA. UNIT 1 | 741.27 | 750 | SCE | NRG California South LP | STEAM | NATURAL GAS | SP15 | 25934 |  | CISO | SCE
Participating Unit | N | N |  | ORMOND_7_UNIT 2 | GEN | ORMOND BEACH GEN STA. UNIT 2 | 750 | 750 | SCE | NRG California South LP | STEAM | NATURAL GAS | SP15 | 25934 |  | CISO | SCE
Participating Unit | N | N |  | OROLOM_1_SOLAR1 | GEN | Oro Loma Solar 1 | 10 | 10 | PGAE | CED Oro Loma Solar, LLC | PHOTO VOLTAIC | SUN | NP15 | 42763 |  | CISO | PGAE
Participating Unit | N | N |  | OROLOM_1_SOLAR2 | GEN | Oro Loma Solar 2 | 10 | 10 | PGAE | CED Oro Loma Solar, LLC | PHOTO VOLTAIC | SUN | NP15 | 42763 |  | CISO | PGAE
Participating Unit | N | N |  | OROVIL_6_UNIT | GEN | Oroville Cogeneration, LP | 7.5 | 9.8 | PGAE | Oroville Cogeneration, L.P. | RECIPROCATING ENGINE | NATURAL GAS | NP15 | 32860 |  | CISO | PGAE
Participating Unit | N | N |  | ORTGA_6_ME1SL1 | GEN | Merced 1 | 3 | 3 | PGAE | GL Merced 2, LLC | PHOTO VOLTAIC | SUN | NP15 | 43202 |  | CISO | PGAE
Participating Unit | N | N |  | OSO_6_NSPIN | GEN | OSO_6_NSPIN | 70 | 70.8 | SCE |  | PUMP | WATER | SP15 |  |  | CISO | CWRS
Participating Unit | N | N |  | OTAY_6_PL1X2 | GEN | Chula Vista Energy Center, LLC | 35.5 | 40 | SDGE | Chula Vista Energy Center, LLC | COMBUSTION TURBINE | NATURAL GAS | SP15 | 38876 |  | CISO | SDGE
Non-Participating |  | Y | OTMESA_2_PL1X3 | OTMESA_2_CTG1 | GEN | OTAY MESA COMBUSTION TURBINE 1 | 208 | 208 |  | Otay Mesa Energy Center, LLC | COMBUSTION TURBINE | NATURAL GAS | SP15 |  |  | CISO
Non-Participating |  | Y | OTMESA_2_PL1X3 | OTMESA_2_CTG2 | GEN | OTAY MESA COMBUSTION TURBINE 2 | 208 | 208 |  | Otay Mesa Energy Center, LLC | COMBUSTION TURBINE | NATURAL GAS | SP15 |  |  | CISO
Participating Unit | N | Y | OTMESA_2_PL1X3 | OTMESA_2_PL1X3 | GEN | OTAY MESA ENERGY CENTER | 603.68 | 689 | SDGE | Otay Mesa Energy Center, LLC | COMBINED CYCLE | NATURAL GAS | SP15 | 40088 |  | CISO | SDGE
Non-Participating |  | Y | OTMESA_2_PL1X3 | OTMESA_2_STG3 | GEN | OTAY MESA STEAM TURBINE 3 | 290.7 | 290.7 |  | Otay Mesa Energy Center, LLC | STEAM | HEAT RECOVERY | SP15 |  |  | CISO
Participating Unit | N | N |  | OXBOW_6_DRUM | GEN | OXBOW HYDRO | 5.8 | 6 | PGAE | Placer County Water Agency | HYDRO | WATER | NP15 | 24108 |  | CISO | PGAE
Participating Unit | N | N |  | OXMTN_6_LNDFIL | GEN | Ox Mountain Landfill Generating Plant | 10.62 | 13.3 | PGAE | Ameresco Half Moon Bay, LLC | RECIPROCATING ENGINE | BIOGAS | NP15 | 39904 |  | CISO | PGAE
Participating Unit | Y | N |  | PACLUM_6_UNIT | GEN | Humboldt Redwood | 28.8 | 28.8 | PGAE | Humboldt Sawmill Company, LLC | STEAM | BIOMASS | NP15 | 42887 |  | CISO | PGAE
Participating Unit | N | N |  | PADUA_2_ONTARO | GEN | ONTARIO/SIERRA HYDRO PSP | 1.92 | 1 | SCE | Southern California Edison Company | HYDRO | WATER | SP15 | 732 |  | CISO | SCE
Participating Unit | N | N |  | PADUA_2_SOLAR1 | GEN | Kona Solar - Rancho DC #1 | 1.75 | 1.8 | SCE | Kona Solar, LLC | PHOTO VOLTAIC | SUN | SP15 | 42157 |  | CISO | SCE
Participating Unit | N | N |  | PADUA_6_MWDSDM | GEN | San Dimas Hydroelectric Recovery Plant | 9.9 | 9.9 | SCE | Metropolitan Water District of Southern California (MWD) | HYDRO | WATER | SP15 | 29587 |  | CISO | SCE
Participating Unit | Y | N |  | PADUA_6_QF | GEN | PADUA QFS | 1.82 | 30.1 | SCE | Southern California Edison Company | OTHER | OTHER | SP15 | 30682 |  | CISO | SCE
Participating Unit | N | N |  | PADUA_7_SDIMAS | GEN | San Dimas Wash Hydro | 1.05 | 2 | SCE | San Gabriel Valley Municipal Water District | HYDRO | WATER | SP15 | 31440 |  | CISO | SCE
Participating Unit | N | N |  | PAIGES_6_SOLAR | GEN | Paige Solar | 20 | 22 | PGAE | Westside Solar, LLC | PHOTO VOLTAIC | SUN | NP15 | 42803 |  | CISO | PGAE
Participating Unit | N | N |  | PALALT_7_COBUG | GEN | Cooperatively Owned Back Up Generator | 4.5 | 5.2 | PGAE | NCPA (MSS Agreement - S14) | COMBUSTION TURBINE | NATURAL GAS | NP15 | 39370 |  | CISO | NCPA
Participating Unit | N | Y | PALOMR_2_PL1X3 | PALOMR_2_PL1X3 | GEN | Palomar Energy Center | 575 |  | SDGE | San Diego Gas & Electric | COMBINED CYCLE | NATURAL GAS | SP15 | 38639 |  | CISO | SDGE
Non-Participating |  | Y | PALOMR_2_PL1X3 | PALOMR_7_CTG1 | GEN | PALOMR_7_CTG1 | 188 | 188 |  |  | COMBUSTION TURBINE |  | SP15 |  |  | CISO
Non-Participating |  | Y | PALOMR_2_PL1X3 | PALOMR_7_CTG2 | GEN | PALOMR_7_CTG2 | 188 | 188 |  |  | COMBUSTION TURBINE |  | SP15 |  |  | CISO
Non-Participating |  | Y | PALOMR_2_PL1X3 | PALOMR_7_STG3 | GEN | PALOMR_7_STG3 | 260 | 260 |  |  | STEAM |  | SP15 |  |  | CISO
Participating Unit | N | N |  | PANSEA_1_PANARO | GEN | Mesa Wind Project | 30 | 30 | SCE | Mesa Wind Power Corporation | WIND | WIND | SP15 | 36160 |  | CISO | SCE
Non-Participating | N | Y | PARDEB_6_UNITS | PARDEB_2_UNIT 1 | GEN | PARDEE HYDRO UNIT 1 | 10 | 10 |  | East Bay Municipal Utility District | HYDRO | WATER | NP15 |  |  | CISO
Non-Participating | N | Y | PARDEB_6_UNITS | PARDEB_2_UNIT 2 | GEN | PARDEE HYDRO UNIT 2 | 10 | 10 |  | East Bay Municipal Utility District | HYDRO | WATER | NP15 |  |  | CISO
Non-Participating | N | Y | PARDEB_6_UNITS | PARDEB_2_UNIT 3 | GEN | PARDEE HYDRO UNIT 3 | 10 | 10 |  | East Bay Municipal Utility District | HYDRO | WATER | NP15 |  |  | CISO
Participating Unit | N | Y | PARDEB_6_UNITS | PARDEB_6_UNITS | GEN | Pardee Power House | 30 |  | PGAE | East Bay Municipal Utility District | HYDRO | WATER | NP15 | 10959 |  | CISO | PGAE
Participating Unit | N | N |  | PBLOSM_2_SOLAR | GEN | PearBlossom | 9.5 | 9.5 | SCE | Solar Star California XLIV, LLC | PHOTO VOLTAIC | SUN | SP15 | 42733 |  | CISO | SCE
Participating Unit | N | N |  | PEABDY_2_LNDFIL | GEN | G2 Energy Hay Road Power Plant | 1.6 | 1.6 | PGAE | G2 Energy, Hay Road LLC | RECIPROCATING ENGINE | BIOGAS | NP15 | 41464 |  | CISO | PGAE
Participating Unit | Y | N |  | PEABDY_2_LNDFL1 | GEN | Potrero Hills Energy Producers | 8 | 8 | PGAE | Potrero Hills Energy Producers, LLC | RECIPROCATING ENGINE | BIOGAS | NP15 | 42467 |  | CISO | PGAE
Participating Unit | N | N |  | PEARBL_2_NSPIN | GEN | PEARBL_2_NSPIN | 118 | 151.2 | SCE |  | PUMP | WATER | SP15 |  |  | CISO | CWRS
Participating Unit | N | N |  | PEORIA_1_SOLAR | GEN | Sonora 1 | 1.5 | 1.5 | PGAE | Fresh Air Energy IV, LLC | PHOTO VOLTAIC | SUN | NP15 | 41631 |  | CISO | PGAE
Participating Unit | N | Y | PGEB_2_PDRP100 | PGEB_2_PDRP100 | GEN | PGEB_2_PDRP100 | 0.99 |  | PGAE | Leapfrog Power, inc. | OTHER | OTHER | NP15 |  |  | CISO | PGAE
Participating Unit | N | Y | PGEB_2_PDRP101 | PGEB_2_PDRP101 | GEN | PGEB_2_PDRP101 | 0.99 |  | PGAE | Leapfrog Power, Inc. | OTHER | OTHER | NP15 |  |  | CISO | PGAE
Participating Unit | N | Y | PGEB_2_PDRP102 | PGEB_2_PDRP102 | GEN | PGEB_2_PDRP102 | 0.99 |  | PGAE | Leapfrog Power, Inc. | OTHER | OTHER | NP15 |  |  | CISO | PGAE
Participating Unit | N | Y | PGEB_2_PDRP103 | PGEB_2_PDRP103 | GEN | PGEB_2_PDRP103 | 0.99 |  | PGAE | Leapfrog Power, Inc. | OTHER | OTHER | NP15 |  |  | CISO | PGAE
Participating Unit | N | Y | PGEB_2_PDRP104 | PGEB_2_PDRP104 | GEN | PGEB_2_PDRP104 | 0.99 |  | PGAE | Leapfrog Power, Inc. | OTHER | OTHER | NP15 |  |  | CISO | PGAE
Participating Unit | N | Y | PGEB_2_PDRP105 | PGEB_2_PDRP105 | GEN | PGEB_2_PDRP105 | 0.99 |  | PGAE | Leapfrog Power, Inc. | OTHER | OTHER | NP15 |  |  | CISO | PGAE
Participating Unit | N | Y | PGF1_2_PDRP100 | PGF1_2_PDRP100 | GEN | PDR-E PGF1 | 2 |  | PGAE | Olivine, Inc. | OTHER | OTHER | NP15 |  |  | CISO | PGAE
Participating Unit | N | N |  | PHOENX_1_UNIT | GEN | PHOENIX PH | 2 | 2 | PGAE | Pacific Gas & Electric Company | HYDRO | WATER | NP15 | 14611 |  | CISO | PGAE
Non-Participating | N | Y | PINFLT_7_UNITS | PINFLT_7_UNIT 1 | GEN | Pine Flat Unit 1 | 63.3 | 63.3 |  |  | HYDRO | WATER | NP15 |  |  | CISO
Non-Participating |  | Y | PINFLT_7_UNITS | PINFLT_7_UNIT 2 | GEN | PINFLT_7_UNIT 2 | 63.3 | 63.3 |  |  |  |  | NP15 |  |  | CISO
Non-Participating | N | Y | PINFLT_7_UNITS | PINFLT_7_UNIT 3 | GEN | Pine Flat Unit 3 | 63.3 | 63.3 |  |  | HYDRO | WATER | NP15 |  |  | CISO
Participating Unit | N | Y | PINFLT_7_UNITS | PINFLT_7_UNITS | GEN | PINE FLAT HYDRO AGGREGATE | 198.51 |  | PGAE | California Dept. of Water Resources | HYDRO | WATER | NP15 | 30682 |  | CISO | CWRP
Participating Unit | N | N |  | PIOPIC_2_CTG1 | GEN | Pio Pico Unit 1 | 111.3 | 111.3 | SDGE | Pio Pico Energy Center | COMBUSTION TURBINE | NATURAL GAS | SP15 | 42677 |  | CISO | SDGE
Participating Unit | N | N |  | PIOPIC_2_CTG2 | GEN | Pio Pico Unit 2 | 112.7 | 112.7 | SDGE | Pio Pico Energy Center | COMBUSTION TURBINE | NATURAL GAS | SP15 | 42677 |  | CISO | SDGE
Participating Unit | N | N |  | PIOPIC_2_CTG3 | GEN | Pio Pico Unit 3 | 112 | 112 | SDGE | Pio Pico Energy Center | COMBUSTION TURBINE | NATURAL GAS | SP15 | 42677 |  | CISO | SDGE
Participating Unit | N | N |  | PIT1_6_FRIVRA | GEN | Fall River Mills Project A | 1.5 | 1.5 | PGAE | Ignite Solar Holdings 1, LLC | PHOTO VOLTAIC | SUN | NP15 | 41703 |  | CISO | PGAE
Participating Unit | N | N |  | PIT1_7_UNIT 1 | GEN | PIT PH 1 UNIT 1 | 32 | 32 | PGAE | Pacific Gas & Electric Company | HYDRO | WATER | NP15 | 8037 |  | CISO | PGAE
Participating Unit | N | N |  | PIT1_7_UNIT 2 | GEN | PIT PH 1 UNIT 2 | 32 | 32 | PGAE | Pacific Gas & Electric Company | HYDRO | WATER | NP15 | 8037 |  | CISO | PGAE
Participating Unit | N | Y | PIT3_7_PL1X3 | PIT3_7_PL1X3 | GEN | PIT PH 3 UNITS 1, 2 & 3 AGGREGATE | 70.6 |  | PGAE | Pacific Gas & Electric Company | HYDRO | WATER | NP15 | 9133 |  | CISO | PGAE
Non-Participating | N | Y | PIT3_7_PL1X3 | PIT3_7_UNIT 1 | GEN | PIT PH 3 UNIT 1 | 24 | 24 |  | Pacific Gas & Electric Company | HYDRO | WATER | NP15 |  |  | CISO
Non-Participating | N | Y | PIT3_7_PL1X3 | PIT3_7_UNIT 2 | GEN | Pit PH 3 Unit 2 | 26 | 26 |  | Pacific Gas & Electric Company | HYDRO | WATER | NP15 |  |  | CISO
Non-Participating | N | Y | PIT3_7_PL1X3 | PIT3_7_UNIT 3 | GEN | Pit PH 3 Unit 3 | 25 | 25 |  | Pacific Gas & Electric Company | HYDRO | WATER | NP15 |  |  | CISO
Participating Unit | N | Y | PIT4_7_PL1X2 | PIT4_7_PL1X2 | GEN | PIT PH 4 UNITS 1 & 2 AGGREGATE | 95 |  | PGAE | Pacific Gas & Electric Company | HYDRO | WATER | NP15 | 20090 |  | CISO | PGAE
Non-Participating | N | Y | PIT4_7_PL1X2 | PIT4_7_UNIT 1 | GEN | PIT PH 4 UNIT 1 | 55 | 55 |  | Pacific Gas & Electric Company | HYDRO | WATER | NP15 |  |  | CISO
Non-Participating | N | Y | PIT4_7_PL1X2 | PIT4_7_UNIT 2 | GEN | Pit PH 4 Unit 2 | 47 | 47 |  | Pacific Gas & Electric Company | HYDRO | WATER | NP15 |  |  | CISO
Participating Unit | N | Y | PIT5_7_PL1X2 | PIT5_7_PL1X2 | GEN | PIT PH 5 UNITS 1 & 2 AGGREGATE | 82 |  | PGAE | Pacific Gas & Electric Company | HYDRO | WATER | NP15 | 16072 |  | CISO | PGAE
Participating Unit | N | Y | PIT5_7_PL3X4 | PIT5_7_PL3X4 | GEN | PIT PH 5 UNITS 3 & 4 AGGREGATE | 82 |  | PGAE | Pacific Gas & Electric Company | HYDRO | WATER | NP15 | 16072 |  | CISO | PGAE
Participating Unit | Y | N |  | PIT5_7_QFUNTS | GEN | GRASSHOPPER FLAT HYDRO | 1.1 | 3.8 | PGAE | Emmerson Investments, Inc. | HYDRO | WATER | NP15 | 32004 |  | CISO | PGAE
Non-Participating | N | Y | PIT5_7_PL1X2 | PIT5_7_UNIT 1 | GEN | PIT PH 5 UNIT 1 | 41 | 41 |  | Pacific Gas & Electric Company | HYDRO | WATER | NP15 |  |  | CISO
Non-Participating | N | Y | PIT5_7_PL1X2 | PIT5_7_UNIT 2 | GEN | Pit PH 5 Unit 2 | 41 | 41 |  | Pacific Gas & Electric Company | HYDRO | WATER | NP15 |  |  | CISO
Non-Participating | N | Y | PIT5_7_PL3X4 | PIT5_7_UNIT 3 | GEN | PIT PH 5 UNIT 3 | 41 | 41 |  | Pacific Gas & Electric Company | HYDRO | WATER | NP15 |  |  | CISO
Non-Participating | N | Y | PIT5_7_PL3X4 | PIT5_7_UNIT 4 | GEN | Pit PH 5 Unit 4 | 41 | 41 |  | Pacific Gas & Electric Company | HYDRO | WATER | NP15 |  |  | CISO
Participating Unit | N | N |  | PIT6_7_UNIT 1 | GEN | PIT PH 6 UNIT 1 | 39 | 39 | PGAE | Pacific Gas & Electric Company | HYDRO | WATER | NP15 | 23743 |  | CISO | PGAE
Participating Unit | N | N |  | PIT6_7_UNIT 2 | GEN | PIT PH 6 UNIT 2 | 40 | 40 | PGAE | Pacific Gas & Electric Company | HYDRO | WATER | NP15 | 23743 |  | CISO | PGAE
Participating Unit | N | N |  | PIT7_7_UNIT 1 | GEN | PIT PH 7 UNIT 1 | 55.7 | 55.7 | PGAE | Pacific Gas & Electric Company | HYDRO | WATER | NP15 | 23743 |  | CISO | PGAE
Participating Unit | N | N |  | PIT7_7_UNIT 2 | GEN | PIT PH 7 UNIT 2 | 54.6 | 54.6 | PGAE | Pacific Gas & Electric Company | HYDRO | WATER | NP15 | 23743 |  | CISO | PGAE
Participating Unit | N | N |  | PIUTE_6_GNBSR1 | GEN | Green Beanworks B | 3 | 3 | SCE | Green Beanworks B, LLC | PHOTO VOLTAIC | SUN | SP15 | 43462 |  | CISO | SCE
Participating Unit | N | N |  | PLACVL_1_CHILIB | GEN | Chili Bar Hydro | 8.4 | 8.4 | PGAE | Pacific Gas & Electric Company | HYDRO | WATER | NP15 | 23743 |  | CISO | PGAE
Participating Unit | Y | N |  | PLACVL_1_RCKCRE | GEN | Rock Creek Hydro | 5 | 3.6 | PGAE | Rock Creek Hydro, LLC | HYDRO | WATER | NP15 | 42823 |  | CISO | PGAE
Participating Unit | N | N |  | PLAINV_6_BSOLAR | GEN | Western Antelope Blue Sky Ranch A | 20 | 20 | SCE | Western Antelope Blue Sky Ranch A LLC | PHOTO VOLTAIC | SUN | SP15 | 41950 |  | CISO | SCE
Participating Unit | N | N |  | PLAINV_6_DSOLAR | GEN | Western Antelope Dry Ranch | 10 | 10 | SCE | Western Antelope Dry Ranch LLC | PHOTO VOLTAIC | SUN | SP15 | 42705 |  | CISO | SCE
Participating Unit | N | N |  | PLAINV_6_NLRSR1 | GEN | North Lancaster Ranch | 20 | 20 | SCE | North Lancaster Ranch LLC | PHOTO VOLTAIC | SUN | SP15 | 42735 |  | CISO | SCE
Participating Unit | N | N |  | PLAINV_6_SOLAR3 | GEN | Sierra Solar Greenworks LLC | 20 | 20 | SCE | Sierra Solar Greenworks LLC | PHOTO VOLTAIC | SUN | SP15 | 42338 |  | CISO | SCE
Participating Unit | N | N |  | PLAINV_6_SOLARC | GEN | Central Antelope Dry Ranch C | 20 | 20 | SCE | Central Antelope Dry Ranch C, LLC | PHOTO VOLTAIC | SUN | SP15 | 42496 |  | CISO | SCE
Participating Unit | N | N |  | PLMSSR_6_HISIER | GEN | High Sierra Cogeneration Aggregate | 6 | 6 | PGAE | Plumas Sierra REC | RECIPROCATING ENGINE | NATURAL GAS | NP15 | 40290 |  | CISO | NCPA
Participating Unit | Y | N |  | PLSNTG_7_LNCLND | GEN | Lincoln Landfill Power Plant | 4.98 | 5 | PGAE | Energy 2001, Inc. | RECIPROCATING ENGINE | BIOGAS | NP15 | 31048 |  | CISO | PGAE
Participating Unit | N | N |  | PMDLET_6_SOLAR1 | GEN | SEPV Palmdale East, LLC | 10 | 10 | SCE | SEPV Palmdale East, LLC | PHOTO VOLTAIC | SUN | SP15 | 42216 |  | CISO | SCE
Participating Unit | N | N |  | PMPJCK_1_RB2SLR | GEN | Rio Bravo Solar 2 | 20 | 20 | PGAE | Rio Bravo Solar II, LLC | PHOTO VOLTAIC | SUN | ZP26 | 42733 |  | CISO | PGAE
Participating Unit | N | N |  | PMPJCK_1_SOLAR1 | GEN | Pumpjack Solar I | 20 | 20 | PGAE | Pumpjack Solar I, LLC | PHOTO VOLTAIC | SUN | ZP26 | 42031 |  | CISO | PGAE
Participating Unit | N | N |  | PMPJCK_1_SOLAR2 | GEN | Rio Bravo Solar 1 | 20 | 20 | PGAE | Rio Bravo Solar I, LLC | PHOTO VOLTAIC | SUN | ZP26 | 42725 |  | CISO | PGAE
Non-Participating | N | Y | PNCHEG_2_PL1X4 | PNCHEG_2_CTG1 | GEN | PANOCHE ENERGY CENTER (CTG1) | 127.3 | 127.3 |  | PANOCHE ENERGY CENTER | COMBUSTION TURBINE | NATURAL GAS | NP15 |  |  | CISO
Non-Participating | N | Y | PNCHEG_2_PL1X4 | PNCHEG_2_CTG2 | GEN | PANOCHE ENERGY CENTER (CTG2) | 127.3 | 127.3 |  | PANOCHE ENERGY CENTER | COMBUSTION TURBINE | NATURAL GAS | NP15 |  |  | CISO
Non-Participating | N | Y | PNCHEG_2_PL1X4 | PNCHEG_2_CTG3 | GEN | PANOCHE ENERGY CENTER (CTG3) | 127.3 | 127.3 |  | PANOCHE ENERGY CENTER | COMBUSTION TURBINE | NATURAL GAS | NP15 |  |  | CISO
Non-Participating | N | Y | PNCHEG_2_PL1X4 | PNCHEG_2_CTG4 | GEN | PANOCHE ENERGY CENTER (CTG4) | 127.3 | 127.3 |  | PANOCHE ENERGY CENTER | COMBUSTION TURBINE | NATURAL GAS | NP15 |  |  | CISO
Participating Unit | N | Y | PNCHEG_2_PL1X4 | PNCHEG_2_PL1X4 | GEN | PANOCHE ENERGY CENTER (Aggregated) | 401 |  | PGAE | PANOCHE ENERGY CENTER | COMBUSTION TURBINE | NATURAL GAS | NP15 | 39960 |  | CISO | PGAE
Non-Participating | N | Y | PNCHPP_1_PL1X2 | PNCHPP_1_CTG1 | GEN | STARWOOD POWER - MIDWAY UNIT 1 | 82.3 | 82.3 |  | Starwood Power-Midway, LLC | COMBUSTION TURBINE | NATURAL GAS | NP15 |  |  | CISO
Non-Participating | N | Y | PNCHPP_1_PL1X2 | PNCHPP_1_CTG2 | GEN | STARWOOD POWER - MIDWAY UNIT 2 | 82.3 | 82.3 |  | Starwood Power-Midway, LLC | COMBUSTION TURBINE | NATURAL GAS | NP15 |  |  | CISO
Participating Unit | N | Y | PNCHPP_1_PL1X2 | PNCHPP_1_PL1X2 | GEN | Midway Peaking Aggregate | 119.91 |  | PGAE | Midway Peaking, LLC | COMBUSTION TURBINE | NATURAL GAS | NP15 | 39936 |  | CISO | PGAE
Participating Unit | N | Y | PNCHVS_2_SOLAR | PNCHVS_2_SOLAR | GEN | Panoche Valley Solar | 140 |  | PGAE | Panoche Valley Solar, LLC | PHOTO VOLTAIC | SUN | NP15 | 43430 |  | CISO | PGAE
Non-Participating | N | Y | PNCHVS_2_SOLAR | PNCHVS_2_SOLARA | GEN | PNCHVS_2_SOLARA | 119.5 | 119.5 |  | Pacific Gas & Electric | PHOTO VOLTAIC | SUN | NP15 |  |  | CISO | PGAE
Non-Participating | N | Y | PNCHVS_2_SOLAR | PNCHVS_2_SOLARB | GEN | PNCHVS_2_SOLARB | 124.4 | 124.4 |  | Pacific Gas & Electric | PHOTO VOLTAIC | SUN | NP15 |  |  | CISO | PGAE
Participating Unit | N | Y | PNOCHE_1_PL1X2 | PNOCHE_1_PL1X2 | GEN | Panoche Peaker | 49.97 |  | PGAE | Wellhead Power Panoche, LLC | COMBUSTION TURBINE | NATURAL GAS | NP15 | 38517 |  | CISO | PGAE
Participating Unit | N | N |  | PNOCHE_1_UNITA1 | GEN | CalPeak Power Panoche Unit 1 | 52.01 | 57 | PGAE | CalPeak Power - Panoche LLC | COMBUSTION TURBINE | NATURAL GAS | NP15 | 37252 |  | CISO | PGAE
Non-Participating | N | Y | PNOCHE_1_PL1X2 | PNOCHE_7_CTG1 | GEN | Panoche Peaker Facility | 49 | 49 |  | Wellhead Power Panoche, LLC | COMBUSTION TURBINE | NATURAL GAS | NP15 |  |  | CISO
Non-Participating | N | Y | PNOCHE_1_PL1X2 | PNOCHE_7_ICE2 | GEN | Panoche Peaker Facility | 0.3 | 0.3 |  | Wellhead Power Panoche, LLC | RECIPROCATING ENGINE | NATURAL GAS | NP15 |  |  | CISO
Participating Unit | N | N |  | POEPH_7_UNIT 1 | GEN | POE HYDRO UNIT 1 | 69 | 68 | PGAE | Pacific Gas & Electric Company | HYDRO | WATER | NP15 | 21186 |  | CISO | PGAE
Participating Unit | N | N |  | POEPH_7_UNIT 2 | GEN | POE HYDRO UNIT 2 | 68.5 | 68.5 | PGAE | Pacific Gas & Electric Company | HYDRO | WATER | NP15 | 21186 |  | CISO | PGAE
Participating Unit | N | N |  | POTTER_6_UNITS | GEN | Potter Valley | 10.1 | 9.8 | PGAE | Pacific Gas & Electric Company | HYDRO | WATER | NP15 | 3654 |  | CISO | PGAE
Participating Unit | Y | N |  | POTTER_7_VECINO | GEN | Vecino Vineyards LLC | 1.25 | 1.3 | PGAE | Pacific Gas & Electric Company | HYDRO | WATER | NP15 | 32959 |  | CISO | PGAE
Participating Unit | N | N |  | PRCTVY_1_MIGBT1 | GEN | Miguel BESS | 2 | 2 | SDGE | San Diego Gas and Electric | OTHER | LESR | SP15 | 43446 |  | CISO | SDGE
Participating Unit | N | Y | PRIMM_2_SOLAR1 | PRIMM_2_SOLAR1 | GEN | Silver State South | 250 |  | SCE | Silver State Solar Power South, LLC | PHOTO VOLTAIC | SUN | SP15 | 42605 |  | CISO | SCE
Non-Participating | N | Y | PRIMM_2_SOLAR1 | PRIMM_2_SOLRA1 | GEN | PRIMM_2_SOLRA1 | 136.5 | 136.5 |  | Silver State Solar Power South, LLC | PHOTO VOLTAIC | SUN | SP15 |  |  | CISO
Non-Participating | N | Y | PRIMM_2_SOLAR1 | PRIMM_2_SOLRB1 | GEN | PRIMM_2_SOLRB1 | 136.5 | 136.5 |  | Silver State Solar Power South, LLC | PHOTO VOLTAIC | SUN | SP15 |  |  | CISO
Participating Unit | N | N |  | PSWEET_1_STCRUZ | GEN | Santa Cruz Energy LLC | 1.6 | 1.6 | PGAE | Santa Cruz Energy LLC | RECIPROCATING ENGINE | BIOGAS | NP15 | 40215 |  | CISO | PGAE
Participating Unit | Y | N |  | PSWEET_7_QFUNTS | GEN | PSWEET_7_QFUNTS | 1 | 0.9 | PGAE | Pacific Gas & Electric Company | OTHER | OTHER | NP15 |  |  | CISO | PGAE
Participating Unit | Y | N |  | PTLOMA_6_NTCQF | GEN | NTC/MCRD COGENERATION | 22.3 | 23 | SDGE | SDG&E Exempt | COMBUSTION TURBINE | OTHER | SP15 | 32509 |  | CISO | SDGE
Participating Unit | N | N |  | PUTHCR_1_SOLAR1 | GEN | Putah Creek Solar Farm | 1.98 | 2 | PGAE | Putah Creek Solar Farms LLC | PHOTO VOLTAIC | SUN | NP15 | 41992 |  | CISO | PGAE
Participating Unit | N | N |  | PVERDE_5_SCEDYN | TG | PVERDE_5_SCEDYN | 635 |  | SCE | PVWEST |  | URANIUM | SP15 |  |  | SRP | SCE
Participating Unit | N | N |  | PWEST_1_UNIT | GEN | PACIFIC WEST 1 WIND GENERATION | 2.1 | 2.1 | SCE | Phoenix Wind Power LLC | WIND | WIND | SP15 |  |  | CISO | SCE
Non-Participating | N | Y | MDFKRL_2_PROJCT | RALSTN_7_UNIT 1 | GEN | RALSTON UNIT 1 | 86 | 86 |  | Pacific Gas & Electric Company | HYDRO | WATER | NP15 |  |  | CISO
Participating Unit | N | N |  | RAMON_2_SCEDYN | TG | RAMON_2_SCEDYN | 106.18 |  | SCE | MIR2 | OTHER | GEOTHERMAL | SP15 |  |  | IID | SCE
Participating Unit | N | N |  | RANCHO_2_SMUDSYSDYN | TG | SMUD Regulation Market | 124 |  | PGAE | RANCHOSECO | OTHER | OTHER | NP15 | 42795 |  | BANCSMUD | PGAE
Participating Unit | N | N |  | RATSKE_2_NROSR1 | GEN | North Rosamond Solar | 150 | 150 | SCE | North Rosamond Solar, LLC | PHOTO VOLTAIC | SUN | SP15 | 43627 |  | CISO | SCE
Participating Unit | N | N |  | RCKCRK_7_UNIT 1 | GEN | ROCK CREEK HYDRO UNIT 1 | 57 | 57 | PGAE | Pacific Gas & Electric Company | HYDRO | WATER | NP15 | 18264 |  | CISO | PGAE
Participating Unit | N | N |  | RCKCRK_7_UNIT 2 | GEN | ROCK CREEK HYDRO UNIT 2 | 56.9 | 56.9 | PGAE | Pacific Gas & Electric Company | HYDRO | WATER | NP15 | 18264 |  | CISO | PGAE
Participating Unit | N | N |  | RECTOR_2_KAWEAH | GEN | KAWEAH PH 2 & 3 PSP AGGREGATE | 6.55 | 6.6 | SCE | Southern California Edison Company | HYDRO | WATER | SP15 | 4750 |  | CISO | SCE
Participating Unit | N | N |  | RECTOR_2_KAWH 1 | GEN | KAWEAH PH 1 UNIT 1 | 2.25 | 2.3 | SCE | Southern California Edison Company | HYDRO | WATER | SP15 | 10594 |  | CISO | SCE
Participating Unit | N | N |  | RECTOR_2_QF | GEN | Kaweah Unit 1 | 17 | 19.9 | SCE | Kaweah River Power Authority | HYDRO | WATER | SP15 | 43969 |  | CISO | SCE
Participating Unit | N | N |  | RECTOR_2_TFDBM1 | GEN | Two Fiets Dairy Digester | 0.8 | 0.8 | SCE | Two Fiets | RECIPROCATING ENGINE | BIOGAS | SP15 | 43472 |  | CISO | SCE
Participating Unit | N | N |  | RECTOR_7_TULARE | GEN | MM Tulare | 1.5 | 1.5 | SCE | MM Tulare Energy, LLC | RECIPROCATING ENGINE | BIOMASS | SP15 | 35923 |  | CISO | SCE
Participating Unit | N | N |  | REDBLF_6_UNIT | GEN | RED BLUFF PEAKER PLANT | 44 | 44 | PGAE | California Power Holdings, LLC | RECIPROCATING ENGINE | NATURAL GAS | NP15 | 37114 |  | CISO | PGAE
Participating Unit | N | N |  | REDMAN_2_SOLAR | GEN | Lancaster East Avenue F | 3.75 | 3.8 | SCE | SolarCity Corporation | PHOTO VOLTAIC | SUN | SP15 | 42972 |  | CISO | SCE
Participating Unit | N | N |  | REDMAN_6_AVSSR1 | GEN | Antelope Valley Solar | 3 | 3 | SCE | AVS Phase 2, LLC | PHOTO VOLTAIC | SUN | SP15 | 43500 |  | CISO | SCE
Participating Unit | N | N |  | REDOND_7_UNIT 5 | GEN | REDONDO GEN STA. UNIT 5 | 178.87 | 175 | SCE | AES Redondo Beach | STEAM | NATURAL GAS | SP15 | 19725 |  | CISO | SCE
Participating Unit | N | N |  | REDOND_7_UNIT 6 | GEN | REDONDO GEN STA. UNIT 6 | 175 | 175 | SCE | AES Redondo Beach | STEAM | NATURAL GAS | SP15 | 20821 |  | CISO | SCE
Participating Unit | N | N |  | REDOND_7_UNIT 8 | GEN | REDONDO GEN STA. UNIT 8 | 480 | 480 | SCE | AES Redondo Beach | STEAM | NATURAL GAS | SP15 | 24473 |  | CISO | SCE
Participating Unit | N | N |  | REEDLY_6_SOLAR | GEN | Terzian | 1.23 | 1.3 | PGAE | Solarenewal LLC | PHOTO VOLTAIC | SUN | NP15 | 41807 |  | CISO | PGAE
Participating Unit | N | N |  | RENWD_1_QF | GEN | Renwind re-powering project | 10 | 10.5 | SCE | Windpower Partners 1993, L.P. | WIND | WIND | SP15 |  |  | CISO | SCE
Participating Unit | N | N |  | RICHMN_1_CHVSR2 | GEN | Chevron 8.5 | 8.5 | 8.5 | PGAE | MCE Solar One, LLC | PHOTO VOLTAIC | SUN | NP15 | 43090 |  | CISO | PGAE
Participating Unit | N | N |  | RICHMN_1_SOLAR | GEN | Chevron 2 | 2 | 2 | PGAE | MCE Solar One, LLC | PHOTO VOLTAIC | SUN | NP15 | 43090 |  | CISO | PGAE
Participating Unit | Y | N |  | RICHMN_7_BAYENV | GEN | BAY ENVIRONMENTAL (NOVE POWER) | 2.5 | 2.5 | PGAE | Bay Environmental Management | RECIPROCATING ENGINE | BIOGAS | NP15 | 31048 |  | CISO | PGAE
Participating Unit | N | N |  | RIOBRV_6_UNIT 1 | GEN | RIO BRAVO HYDRO | 14 | 14 | PGAE | OLCESE WATER DISTRICT | HYDRO | WATER | ZP26 | 32646 |  | CISO | PGAE
Participating Unit | Y | N |  | RIOOSO_1_QF | GEN | SMALL QF AGGREGATION - GRASS VALLEY | 1.2 | 2.5 | PGAE | Pacific Gas & Electric Company | HYDRO | WATER | NP15 | 30682 |  | CISO | PGAE
Participating Unit | Y | N |  | RNDMTN_2_SLSPHY1 | GEN | Silver Springs | 0.6 | 0.6 | PGAE | Mega Renewables | HYDRO | WATER | NP15 | 42957 |  | CISO | PGAE
Participating Unit | N | N |  | RNDSBG_1_HZASR1 | GEN | Hazel A | 2.99 | 3 | SCE | CalCity Solar I LLC | PHOTO VOLTAIC | SUN | SP15 | 43780 |  | CISO | SCE
Participating Unit | N | N |  | ROLLIN_6_UNIT | GEN | ROLLINS HYDRO | 13.5 | 13.5 | PGAE | Nevada Irrigation District | HYDRO | WATER | NP15 | 29221 |  | CISO | PGAE
Participating Unit | N | N |  | ROSMDW_2_WIND1 | GEN | Pacific Wind - Phase 1 | 140 | 250 | SCE | Pacific Wind, LLC | WIND | WIND | SP15 | 41110 |  | CISO | SCE
Participating Unit | N | N |  | ROSMND_6_SOLAR | GEN | Lancaster B | 3 | 3 | SCE | Lancaster WAD B, LLC | PHOTO VOLTAIC | SUN | SP15 | 42847 |  | CISO | SCE
Participating Unit | N | N |  | RSMSLR_6_SOLAR1 | GEN | Rosamond One | 20 | 20 | SCE | RE Rosamond One LLC | PHOTO VOLTAIC | SUN | SP15 | 41628 |  | CISO | SCE
Participating Unit | N | N |  | RSMSLR_6_SOLAR2 | GEN | Rosamond Two | 20 | 20 | SCE | RE Rosamond Two LLC | PHOTO VOLTAIC | SUN | SP15 | 41628 |  | CISO | SCE
Participating Unit | N | N |  | RTEDDY_2_SOLAR1 | GEN | Rosamond West Solar 1 | 54 | 55 | SCE | Solar Star California XLI, LLC | PHOTO VOLTAIC | SUN | SP15 | 42726 |  | CISO | SCE
Participating Unit | N | N |  | RTEDDY_2_SOLAR2 | GEN | Rosamond West Solar 2 | 54 | 55 | SCE | Golden Fields Solar I, LLC | PHOTO VOLTAIC | SUN | SP15 | 42726 |  | CISO | SCE
Participating Unit | N | N |  | RTREE_2_WIND1 | GEN | Rising Tree 1 | 79.2 | 79.2 | SCE | Rising Tree Wind Farm LLC | WIND | WIND | SP15 | 42016 |  | CISO | SCE
Participating Unit | N | N |  | RTREE_2_WIND2 | GEN | Rising Tree 2 | 19.8 | 19.8 | SCE | Rising Tree Wind Farm II LLC | WIND | WIND | SP15 | 42016 |  | CISO | SCE
Participating Unit | N | N |  | RTREE_2_WIND3 | GEN | Rising Tree 3 | 99 | 99 | SCE | Rising Tree Wind Farm III LLC | WIND | WIND | SP15 | 42180 |  | CISO | SCE
Non-Participating | N | Y | RUSCTY_2_UNITS | RUSCTY_2_CTG1 | GEN | Russell City | 180 | 180 |  | Russell City Energy Company, LLC | COMBINED CYCLE | NATURAL GAS | NP15 |  |  | CISO
Non-Participating | N | Y | RUSCTY_2_UNITS | RUSCTY_2_CTG2 | GEN | Russell City | 180 | 180 |  | Russell City Energy Company, LLC | COMBINED CYCLE | NATURAL GAS | NP15 |  |  | CISO
Non-Participating | N | Y | RUSCTY_2_UNITS | RUSCTY_2_STG | GEN | Russell City | 254 | 254 |  | Russell City Energy Company, LLC | COMBINED CYCLE | NATURAL GAS | NP15 |  |  | CISO
Participating Unit | N | Y | RUSCTY_2_UNITS | RUSCTY_2_UNITS | GEN | Russell City Energy Center | 620.5 |  | PGAE | Russell City Energy Company, LLC | COMBINED CYCLE | NATURAL GAS | NP15 | 41494 |  | CISO | PGAE
Participating Unit | N | N |  | RVRVEW_1_UNITA1 | GEN | Riverview Energy Center (GP Antioch) | 47.6 | 50 | PGAE | Gilroy Energy Center | COMBUSTION TURBINE | NATURAL GAS | NP15 | 37743 |  | CISO | PGAE
Participating Unit | N | N |  | RVSIDE_2_RERCU3 | GEN | Riverside Energy Res. Ctr Unit 3 | 49 | 71 | SCE | City of Riverside (MSSA) | COMBUSTION TURBINE | NATURAL GAS | SP15 | 40634 |  | CISO | RVSD
Participating Unit | N | N |  | RVSIDE_2_RERCU4 | GEN | Riverside Energy Res. Ctr Unit 4 | 49 | 71.2 | SCE | City of Riverside (MSSA) | COMBUSTION TURBINE | NATURAL GAS | SP15 | 40634 |  | CISO | RVSD
Participating Unit | N | N |  | RVSIDE_6_RERCU1 | GEN | Riverside Energy Res. Ctr Unit 1 | 48.35 | 48.5 | SCE | City of Riverside (MSSA) | COMBUSTION TURBINE | NATURAL GAS | SP15 | 38869 |  | CISO | RVSD
Participating Unit | N | N |  | RVSIDE_6_RERCU2 | GEN | Riverside Energy Res. Ctr Unit 2 | 48.5 | 48.5 | SCE | City of Riverside (MSSA) | COMBUSTION TURBINE | NATURAL GAS | SP15 | 38869 |  | CISO | RVSD
Participating Unit | N | N |  | RVSIDE_6_SOLAR1 | GEN | Tequesquite Landfill Solar Project | 7.5 | 7.5 | SCE | Solar Star California XXXI, LLC | PHOTO VOLTAIC | SUN | SP15 | 42256 |  | CISO | RVSD
Participating Unit | N | Y | RVSIDE_6_SPRING | RVSIDE_6_SPRING | GEN | SPRINGS GENERATION PROJECT AGGREGATE | 36 |  | SCE | City of Riverside (MSSA) | COMBUSTION TURBINE | NATURAL GAS | SP15 | 37420 |  | CISO | RVSD
Non-Participating |  | Y | RVSIDE_6_SPRING | RVSIDE_7_SPRGU1 | GEN | RVSIDE_7_SPRGU1 | 11 | 11 |  |  |  |  | SP15 |  |  | CISO
Non-Participating |  | Y | RVSIDE_6_SPRING | RVSIDE_7_SPRGU2 | GEN | RVSIDE_7_SPRGU2 | 11 | 11 |  |  |  |  | SP15 |  |  | CISO
Non-Participating |  | Y | RVSIDE_6_SPRING | RVSIDE_7_SPRGU3 | GEN | RVSIDE_7_SPRGU3 | 11 | 11 |  |  |  |  | SP15 |  |  | CISO
Non-Participating |  | Y | RVSIDE_6_SPRING | RVSIDE_7_SPRGU4 | GEN | RVSIDE_7_SPRGU4 | 11 | 11 |  |  |  |  | SP15 |  |  | CISO
Participating Unit | N | N |  | S_RITA_6_SOLAR1 | GEN | Sun Harvest Solar | 1.5 | 1.5 | PGAE | Sun Harvest Solar | PHOTO VOLTAIC | SUN | NP15 | 42152 |  | CISO | PGAE
Participating Unit | Y | N |  | SALIRV_2_UNIT | GEN | Salinas River Cogeneration | 39 | 57 | PGAE | Chevron Power Holdings, Inc | COMBUSTION TURBINE | NATURAL GAS | NP15 | 33522 |  | CISO | PGAE
Non-Participating | N | Y | SALTSP_7_UNITS | SALTSP_7_UNIT 1 | GEN | Salt Springs Unit 1 | 12 | 12 |  | Pacific Gas & Electric Company | HYDRO | WATER | NP15 |  |  | CISO
Non-Participating | N | Y | SALTSP_7_UNITS | SALTSP_7_UNIT 2 | GEN | Salt Springs Unit 2 | 34 | 34 |  | Pacific Gas & Electric Company | HYDRO | WATER | NP15 |  |  | CISO
Participating Unit | N | Y | SALTSP_7_UNITS | SALTSP_7_UNITS | GEN | SALT SPRINGS HYDRO AGGREGATE | 46 |  | PGAE | Pacific Gas & Electric Company | HYDRO | WATER | NP15 | 11324 |  | CISO | PGAE
Participating Unit | Y | N |  | SAMPSN_6_KELCO1 | GEN | KELCO QUALIFYING FACILITY | 25 | 28 | SDGE | CP Kelco U.S., Inc. | COMBUSTION TURBINE | OTHER | SP15 | 41703 |  | CISO | SDGE
Non-Participating | N | Y | SANDLT_2_SUNITS | SANDLT_2_STGA | GEN | SANDLT_2_STGA | 137.5 | 137.5 |  | Abengoa Solar LLC | STEAM | SUN | SP15 |  |  | CISO
Non-Participating | N | Y | SANDLT_2_SUNITS | SANDLT_2_STGB | GEN | SANDLT_2_STGB | 137.5 | 137.5 |  | Abengoa Solar LLC | STEAM | SUN | SP15 |  |  | CISO
Participating Unit | N | Y | SANDLT_2_SUNITS | SANDLT_2_SUNITS | GEN | Mojave Solar | 275 |  | SCE | Mojave Solar, LLC | STEAM | SUN | SP15 | 41977 |  | CISO | SCE
Non-Participating | N | Y | SANITR_6_UNITS | SANITR_6_CTG1 | GEN | LACSD CARSON WATER POLLUTION CTG1 | 10 | 10 |  | County Sanitation District No. 2 of Los Angeles County | COMBUSTION TURBINE | BIOGAS | SP15 |  |  | CISO
Non-Participating | N | Y | SANITR_6_UNITS | SANITR_6_CTG2 | GEN | LACSD CARSON WATER POLLUTION CTG2 | 10 | 10 |  | County Sanitation District No. 2 of Los Angeles County | COMBUSTION TURBINE | BIOGAS | SP15 |  |  | CISO
Non-Participating | N | Y | SANITR_6_UNITS | SANITR_6_CTG3 | GEN | LACSD CARSON WATER POLLUTION CTG3 | 10 | 10 |  | County Sanitation District No. 2 of Los Angeles County | COMBUSTION TURBINE | BIOGAS | SP15 |  |  | CISO
Non-Participating | N | Y | SANITR_6_UNITS | SANITR_6_STG4 | GEN | LACSD CARSON WATER POLLUTION STG4 | 5.5 | 5.5 |  | County Sanitation District No. 2 of Los Angeles County | STEAM | HEAT RECOVERY | SP15 |  |  | CISO
Participating Unit | Y | Y | SANITR_6_UNITS | SANITR_6_UNITS | GEN | LACSD CARSON WATER POLLUTION AGGREGATE | 8 |  | SCE | County Sanitation District No. 2 of Los Angeles County | COMBINED CYCLE | NATURAL GAS | SP15 |  |  | CISO | SCE
Participating Unit | N | N |  | SANLOB_1_LNDFIL | GEN | Cold Canyon | 1.5 | 5 | PGAE | Toro Energy of California SLO | RECIPROCATING ENGINE | BIOGAS | ZP26 | 41473 |  | CISO | PGAE
Participating Unit | N | N |  | SANLOB_1_OSFBM1 | GEN | HZIU Kompogas SLO | 0.85 |  | PGAE | Old Santa Fe Road | RECIPROCATING ENGINE | BIOGAS | ZP26 | 43657 |  | CISO | PGAE
Non-Participating |  | Y | SANTFG_7_UNITS | SANTFG_7_UNIT 1 | GEN | SANTFG_7_UNIT 1 | 46 | 46 |  |  |  |  | NP15 |  |  | CISO
Non-Participating |  | Y | SANTFG_7_UNITS | SANTFG_7_UNIT 2 | GEN | SANTFG_7_UNIT 2 | 46 | 46 |  |  |  |  | NP15 |  |  | CISO
Participating Unit | N | Y | SANTFG_7_UNITS | SANTFG_7_UNITS | GEN | GEYSERS CALISTOGA AGGREGATE | 92.1 |  | PGAE | Geysers Power Company, LLC | STEAM | GEOTHERMAL | NP15 | 30755 |  | CISO | PGAE
Participating Unit | N | N |  | SANTGO_2_LNDFL1 | GEN | Bowerman Power | 19.6 | 20 | SCE | Bowerman Power | RECIPROCATING ENGINE | BIOGAS | SP15 | 42472 |  | CISO | SCE
Participating Unit | N | N |  | SANTGO_2_MABBT1 | GEN | Millikan Avenue BESS | 2 | 2 | SCE | PPA Grand Johanna LLC | OTHER | LESR | SP15 | 42749 |  | CISO | SCE
Participating Unit | N | N |  | SANWD_1_QF | GEN | San Gorgonio Farms Wind Farm | 31 | 32 | SCE | San Gorgonio Farms, Inc. | WIND | WIND | SP15 | 30376 |  | CISO | SCE
Participating Unit | N | N |  | SAUGUS_6_MWDFTH | GEN | Foothill Hydroelectric Recovery Plant | 9.1 | 9.1 | SCE | Metropolitan Water District of Southern California (MWD) | HYDRO | WATER | SP15 | 29587 |  | CISO | SCE
Participating Unit | Y | N |  | SAUGUS_6_QF | GEN | SAUGUS QFS | 2.19 | 8.9 | SCE | Southern California Edison Company | OTHER | OTHER | SP15 | 31778 |  | CISO | SCE
Participating Unit | Y | N |  | SAUGUS_7_CHIQCN | GEN | Chiquita Canyon Landfill Fac | 8 | 9.2 | SCE | Ameresco Chiquita Energy, LLC | COMBUSTION TURBINE | BIOGAS | SP15 | 40505 |  | CISO | SCE
Participating Unit | Y | N |  | SAUGUS_7_LOPEZ | GEN | MM Lopez Energy | 6.1 | 6 | SCE | MM Lopez Energy LLC | RECIPROCATING ENGINE | BIOGAS | SP15 | 36165 |  | CISO | SCE
Participating Unit | N | Y | SBERDO_2_PSP3 | SBERDO_2_PSP3 | GEN | Mountainview Gen Sta. Unit 3 | 555 |  | SCE | Southern California Edison Company | COMBINED CYCLE | NATURAL GAS | SP15 | 38696 |  | CISO | SCE
Participating Unit | N | Y | SBERDO_2_PSP4 | SBERDO_2_PSP4 | GEN | Mountainview Gen Sta. Unit 4 | 555 |  | SCE | Southern California Edison Company | COMBINED CYCLE | NATURAL GAS | SP15 | 38736 |  | CISO | SCE
Participating Unit | N | N |  | SBERDO_2_REDLND | GEN | Redlands RT Solar | 2 | 2.5 | SCE | Southern California Edison Company | PHOTO VOLTAIC | SUN | SP15 | 40625 |  | CISO | SCE
Participating Unit | N | N |  | SBERDO_2_RTS005 | GEN | SPVP005 Redlands RT Solar | 2.5 | 2.5 | SCE | Southern California Edison | PHOTO VOLTAIC | SUN | SP15 | 41237 |  | CISO | SCE
Participating Unit | N | N |  | SBERDO_2_RTS007 | GEN | SPVP007 Redlands RT Solar | 2.5 | 2.5 | SCE | Southern California Edison | PHOTO VOLTAIC | SUN | SP15 | 41237 |  | CISO | SCE
Participating Unit | N | N |  | SBERDO_2_RTS011 | GEN | SPVP011 | 3.5 | 3.5 | SCE | Southern California Edison | PHOTO VOLTAIC | SUN | SP15 | 40858 |  | CISO | SCE
Participating Unit | N | N |  | SBERDO_2_RTS013 | GEN | SPVP013 | 3.5 | 3.5 | SCE | Southern California Edison | PHOTO VOLTAIC | SUN | SP15 | 41436 |  | CISO | SCE
Participating Unit | N | N |  | SBERDO_2_RTS016 | GEN | SPVP016 Redlands RT Solar | 1.5 | 1.5 | SCE | Southern California Edison | PHOTO VOLTAIC | SUN | SP15 | 40682 |  | CISO | SCE
Participating Unit | N | N |  | SBERDO_2_RTS048 | GEN | SPVP048 | 5 | 5 | SCE | Southern California Edison Company | PHOTO VOLTAIC | SUN | SP15 | 41518 |  | CISO | SCE
Participating Unit | N | N |  | SBERDO_2_SNTANA | GEN | SANTA ANA PSP | 6.95 | 7 | SCE | Southern California Edison Company | HYDRO | WATER | SP15 |  |  | CISO | SCE
Participating Unit | N | N |  | SBERDO_6_MILLCK | GEN | MILL CREEK PSP | 3.93 | 4 | SCE | Southern California Edison Company | HYDRO | WATER | SP15 |  |  | CISO | SCE
Non-Participating |  | Y | SBERDO_2_PSP3 | SBERDO_7_CT3A | GEN | SBERDO_7_CT3A | 182 | 182 |  |  |  |  | SP15 |  |  | CISO
Non-Participating |  | Y | SBERDO_2_PSP3 | SBERDO_7_CT3B | GEN | SBERDO_7_CT3B | 182 | 182 |  |  |  |  | SP15 |  |  | CISO
Non-Participating |  | Y | SBERDO_2_PSP4 | SBERDO_7_CT4A | GEN | SBERDO_7_CT4A | 182 | 182 |  |  |  |  | SP15 |  |  | CISO
Non-Participating |  | Y | SBERDO_2_PSP4 | SBERDO_7_CT4B | GEN | SBERDO_7_CT4B | 182 | 182 |  |  |  |  | SP15 |  |  | CISO
Non-Participating |  | Y | SBERDO_2_PSP3 | SBERDO_7_STG3 | GEN | SBERDO_7_STG3 | 202 | 202 |  |  |  |  | SP15 |  |  | CISO
Non-Participating |  | Y | SBERDO_2_PSP4 | SBERDO_7_STG4 | GEN | SBERDO_7_STG4 | 202 | 202 |  |  |  |  | SP15 |  |  | CISO
Participating Unit | N | Y | SCEC_1_PDRP100 | SCEC_1_PDRP100 | GEN | SCEC_1_PDRP100 | 0.99 |  | SCE | OHMCONNECT, INC. | OTHER | OTHER | SP15 |  |  | CISO | SCE
Participating Unit | N | Y | SCEC_1_PDRP101 | SCEC_1_PDRP101 | GEN | SCEC_1_PDRP101 | 0.99 |  | SCE | OHMCONNECT, INC. | OTHER | OTHER | SP15 |  |  | CISO | SCE
Participating Unit | N | Y | SCEC_1_PDRP102 | SCEC_1_PDRP102 | GEN | SCEC_1_PDRP102 | 0.99 |  | SCE | OHMCONNECT, INC. | OTHER | OTHER | SP15 |  |  | CISO | SCE
Participating Unit | N | Y | SCEC_1_PDRP103 | SCEC_1_PDRP103 | GEN | SCEC_1_PDRP103 | 0.99 |  | SCE | OHMCONNECT, INC. | OTHER | OTHER | SP15 |  |  | CISO | SCE
Participating Unit | N | Y | SCEC_1_PDRP104 | SCEC_1_PDRP104 | GEN | SCEC_1_PDRP104 | 0.99 |  | SCE | OHMCONNECT, INC. | OTHER | OTHER | SP15 |  |  | CISO | SCE
Participating Unit | N | Y | SCEC_1_PDRP105 | SCEC_1_PDRP105 | GEN | SCEC_1_PDRP105 | 0.99 |  | SCE | OHMCONNECT, INC. | OTHER | OTHER | SP15 |  |  | CISO | SCE
Participating Unit | N | Y | SCEC_1_PDRP106 | SCEC_1_PDRP106 | GEN | SCEC_1_PDRP106 | 0.99 |  | SCE | Leapfrog Power, inc. | OTHER | OTHER | SP15 |  |  | CISO | SCE
Participating Unit | N | Y | SCEC_1_PDRP107 | SCEC_1_PDRP107 | GEN | SCEC_1_PDRP107 | 9.99 |  | SCE | Leapfrog Power, inc. | OTHER | OTHER | SP15 |  |  | CISO | SCE
Participating Unit | N | Y | SCEC_1_PDRP108 | SCEC_1_PDRP108 | GEN | SCEC_1_PDRP108 | 9.99 |  | SCE | Leapfrog Power, inc. | OTHER | OTHER | SP15 |  |  | CISO | SCE
Participating Unit | N | Y | SCEC_1_PDRP109 | SCEC_1_PDRP109 | GEN | SCEC_1_PDRP109 | 9.99 |  | SCE | Leapfrog Power, inc. | OTHER | OTHER | SP15 |  |  | CISO | SCE
Participating Unit | N | Y | SCEC_1_PDRP110 | SCEC_1_PDRP110 | GEN | SCEC_1_PDRP110 | 9.99 |  | SCE | Leapfrog Power, inc. | OTHER | OTHER | SP15 |  |  | CISO | SCE
Participating Unit | N | Y | SCEC_1_PDRP111 | SCEC_1_PDRP111 | GEN | SCEC_1_PDRP111 | 0.99 |  | SCE | Leapfrog Power, inc. | OTHER | OTHER | SP15 |  |  | CISO | SCE
Participating Unit | N | Y | SCEC_1_PDRP113 | SCEC_1_PDRP113 | GEN | SCEC_1_PDRP113 | 0.99 |  | SCE | Leapfrog Power, inc. | OTHER | OTHER | SP15 |  |  | CISO | SCE
Participating Unit | N | Y | SCEC_1_PDRP114 | SCEC_1_PDRP114 | GEN | SCEC_1_PDRP114 | 0.99 |  | SCE | Leapfrog Power, inc. | OTHER | OTHER | SP15 |  |  | CISO | SCE
Participating Unit | N | Y | SCEC_1_PDRP115 | SCEC_1_PDRP115 | GEN | SCEC_1_PDRP115 | 0.99 |  | SCE | Leapfrog Power, inc. | OTHER | OTHER | SP15 |  |  | CISO | SCE
Participating Unit | N | Y | SCEC_1_PDRP116 | SCEC_1_PDRP116 | GEN | SCEC_1_PDRP116 | 0.99 |  | SCE | Leapfrog Power, Inc. | OTHER | OTHER | SP15 |  |  | CISO | SCE
Participating Unit | N | Y | SCEC_1_PDRP117 | SCEC_1_PDRP117 | GEN | SCEC_1_PDRP117 | 0.99 |  | SCE | Leapfrog Power, Inc. | OTHER | OTHER | SP15 |  |  | CISO | SCE
Participating Unit | N | Y | SCEC_1_PDRP118 | SCEC_1_PDRP118 | GEN | SCEC_1_PDRP118 | 0.99 |  | SCE | Leapfrog Power, Inc. | OTHER | OTHER | SP15 |  |  | CISO | SCE
Participating Unit | N | Y | SCEC_1_PDRP119 | SCEC_1_PDRP119 | GEN | SCEC_1_PDRP119 | 0.99 |  | SCE | Leapfrog Power, inc. | OTHER | OTHER | SP15 |  |  | CISO | SCE
Participating Unit | N | Y | SCEC_1_PDRP122 | SCEC_1_PDRP122 | GEN | SCEC_1_PDRP122 | 0.99 |  | SCE | Leapfrog Power, Inc. | OTHER | OTHER | SP15 |  |  | CISO | SCE
Participating Unit | N | Y | SCEC_1_PDRP124 | SCEC_1_PDRP124 | GEN | LCR AMS Hybrid West LA 1-C-LCRLL | 1.56 |  | SCE | Southern California Edison | OTHER | OTHER | SP15 |  |  | CISO | SCE
Participating Unit | N | Y | SCEC_1_PDRP127 | SCEC_1_PDRP127 | GEN | SCEC_1_PDRP127 | 0.99 |  | SCE | Leapfrog Power, inc. | OTHER | OTHER | SP15 |  |  | CISO | SCE
Participating Unit | N | Y | SCEC_1_PDRP129 | SCEC_1_PDRP129 | GEN | SCEC_1_PDRP129 | 0.99 |  | SCE | Leapfrog Power, inc. | OTHER | OTHER | SP15 |  |  | CISO | SCE
Participating Unit | N | Y | SCEC_1_PDRP130 | SCEC_1_PDRP130 | GEN | SCEC_1_PDRP130 | 0.99 |  | SCE | Leapfrog Power, inc. | OTHER | OTHER | SP15 |  |  | CISO | SCE
Participating Unit | N | Y | SCEC_1_PDRP132 | SCEC_1_PDRP132 | GEN | SCEC_1_PDRP132 | 0.99 |  | SCE | Leapfrog Power, inc. | OTHER | OTHER | SP15 |  |  | CISO | SCE
Participating Unit | N | Y | SCEC_1_PDRP134 | SCEC_1_PDRP134 | GEN | SCEC_1_PDRP134 | 0.99 |  | SCE | Leapfrog Power, inc. | OTHER | OTHER | SP15 |  |  | CISO | SCE
Participating Unit | N | Y | SCEC_1_PDRP136 | SCEC_1_PDRP136 | GEN | SCEC_1_PDRP136 | 0.99 |  | SCE | Leapfrog Power, Inc. | OTHER | OTHER | SP15 |  |  | CISO | SCE
Participating Unit | N | Y | SCEC_1_PDRP137 | SCEC_1_PDRP137 | GEN | SCEC_1_PDRP137 | 0.99 |  | SCE | Leapfrog Power, Inc. | OTHER | OTHER | SP15 |  |  | CISO | SCE
Participating Unit | N | Y | SCEC_1_PDRP138 | SCEC_1_PDRP138 | GEN | SCEC_1_PDRP138 | 0.99 |  | SCE | Leapfrog Power, Inc. | OTHER | OTHER | SP15 |  |  | CISO | SCE
Participating Unit | N | Y | SCEC_1_PDRP140 | SCEC_1_PDRP140 | GEN | SCEC_1_PDRP140 | 0.99 |  | SCE | Leapfrog Power, Inc. | OTHER | OTHER | SP15 |  |  | CISO | SCE
Participating Unit | N | Y | SCEC_1_PDRP141 | SCEC_1_PDRP141 | GEN | SCEC_1_PDRP141 | 0.99 |  | SCE | Leapfrog Power, Inc. | OTHER | OTHER | SP15 |  |  | CISO | SCE
Participating Unit | N | Y | SCEC_1_PDRP142 | SCEC_1_PDRP142 | GEN | SCEC_1_PDRP142 | 0.99 |  | SCE | Leapfrog Power, Inc. | OTHER | OTHER | SP15 |  |  | CISO | SCE
Participating Unit | N | Y | SCEC_1_PDRP143 | SCEC_1_PDRP143 | GEN | SCEC_1_PDRP143 | 0.99 |  | SCE | Leapfrog Power, Inc. | OTHER | OTHER | SP15 |  |  | CISO | SCE
Participating Unit | N | Y | SCEC_1_PDRP144 | SCEC_1_PDRP144 | GEN | SCEC_1_PDRP144 | 0.99 |  | SCE | Leapfrog Power, Inc. | OTHER | OTHER | SP15 |  |  | CISO | SCE
Participating Unit | N | Y | SCEC_1_PDRP145 | SCEC_1_PDRP145 | GEN | SCEC_1_PDRP145 | 0.99 |  | SCE | Leapfrog Power, Inc. | OTHER | OTHER | SP15 |  |  | CISO | SCE
Participating Unit | N | Y | SCEC_1_PDRP146 | SCEC_1_PDRP146 | GEN | SCEC_1_PDRP146 | 0.99 |  | SCE | Leapfrog Power, Inc. | OTHER | OTHER | SP15 |  |  | CISO | SCE
Participating Unit | N | Y | SCEC_1_PDRP147 | SCEC_1_PDRP147 | GEN | SCEC_1_PDRP147 | 0.99 |  | SCE | Leapfrog Power, Inc. | OTHER | OTHER | SP15 |  |  | CISO | SCE
Participating Unit | N | Y | SCEC_1_PDRP148 | SCEC_1_PDRP148 | GEN | SCEC_1_PDRP148 | 0.99 |  | SCE | Leapfrog Power, Inc. | OTHER | OTHER | SP15 |  |  | CISO | SCE
Participating Unit | N | Y | SCEC_1_PDRP149 | SCEC_1_PDRP149 | GEN | SCEC_1_PDRP149 | 0.99 |  | SCE | Leapfrog Power, Inc. | OTHER | OTHER | SP15 |  |  | CISO | SCE
Participating Unit | N | Y | SCEC_1_PDRP150 | SCEC_1_PDRP150 | GEN | SCEC_1_PDRP150 | 0.99 |  | SCE | Leapfrog Power, Inc. | OTHER | OTHER | SP15 |  |  | CISO | SCE
Participating Unit | N | Y | SCEC_1_PDRP151 | SCEC_1_PDRP151 | GEN | SCEC_1_PDRP151 | 0.99 |  | SCE | Leapfrog Power, Inc. | OTHER | OTHER | SP15 |  |  | CISO | SCE
Participating Unit | N | Y | SCEC_1_PDRP152 | SCEC_1_PDRP152 | GEN | SCEC_1_PDRP152 | 0.99 |  | SCE | Leapfrog Power, Inc. | OTHER | OTHER | SP15 |  |  | CISO | SCE
Participating Unit | N | Y | SCEC_1_PDRP153 | SCEC_1_PDRP153 | GEN | SCEC_1_PDRP153 | 0.99 |  | SCE | Leapfrog Power, Inc. | OTHER | OTHER | SP15 |  |  | CISO | SCE
Participating Unit | N | Y | SCEC_1_PDRP171 | SCEC_1_PDRP171 | GEN | IEUA Battery Energy Storage System | 1 |  | SCE | Shell Energy North America (US), L.P. | OTHER | OTHER | SP15 |  |  | CISO | SCE
Participating Unit | N | Y | SCEC_1_PDRP172 | SCEC_1_PDRP172 | GEN | LCR AMS Hybrid West LA 1-C-LSCE | 0.52 |  | SCE | Southern California Edison | OTHER | OTHER | SP15 |  |  | CISO | SCE
Participating Unit | N | Y | SCEC_1_PDRP173 | SCEC_1_PDRP173 | GEN | LCR AMS Hybrid West LA 2-C-LSCE | 1.97 |  | SCE | Southern California Edison | OTHER | OTHER | SP15 |  |  | CISO | SCE
Participating Unit | N | Y | SCEC_1_PDRP174 | SCEC_1_PDRP174 | GEN | PDR-D SCEC | 0.88 |  | SCE | Olivine, Inc. | OTHER | OTHER | SP15 |  |  | CISO | SCE
Participating Unit | N | Y | SCEC_1_PDRP175 | SCEC_1_PDRP175 | GEN | VLTS_PDR_SCEC_01 | 9.95 |  | SCE | Voltus, Inc. | OTHER | OTHER | SP15 |  |  | CISO | SCE
Participating Unit | N | Y | SCEC_1_PDRP176 | SCEC_1_PDRP176 | GEN | VLTS_PDR_SCEC_02 | 7.5 |  | SCE | Voltus, Inc. | OTHER | OTHER | SP15 |  |  | CISO | SCE
Participating Unit | N | Y | SCEC_1_PDRP177 | SCEC_1_PDRP177 | GEN | PDR-E SCEC | 3 |  | SCE | Olivine, Inc. | OTHER | OTHER | SP15 |  |  | CISO | SCE
Participating Unit | N | Y | SCEC_1_PDRP178 | SCEC_1_PDRP178 | GEN | SCEC_1_PDRP178 | 0.99 |  | SCE | Leapfrog Power, Inc. | OTHER | OTHER | SP15 |  |  | CISO | SCE
Participating Unit | N | Y | SCEC_1_PDRP179 | SCEC_1_PDRP179 | GEN | SCEC_1_PDRP179 | 0.99 |  | SCE | Leapfrog Power, Inc. | OTHER | OTHER | SP15 |  |  | CISO | SCE
Participating Unit | N | Y | SCEC_1_PDRP180 | SCEC_1_PDRP180 | GEN | PDR-F SCEC | 9 |  | SCE | Olivine, Inc. | OTHER | OTHER | SP15 |  |  | CISO | SCE
Participating Unit | N | Y | SCEC_1_PDRP181 | SCEC_1_PDRP181 | GEN | SCEC_1_PDRP181 | 0.99 |  | SCE | Leapfrog Power, Inc. | OTHER | OTHER | SP15 |  |  | CISO | SCE
Participating Unit | N | N |  | SCEHOV_2_HOOVER | TG | SCEHOV_2_HOOVER | 287.01 |  | SCE | MEAD230 |  | WATER | SP15 |  |  | WALC | SCE
Participating Unit | N | Y | SCEN_6_PDRP100 | SCEN_6_PDRP100 | GEN | PDR-D SCEN | 0.8 |  | SCE | Olivine, Inc. | OTHER | OTHER | SP15 |  |  | CISO | SCE
Participating Unit | N | Y | SCEN_6_PDRP101 | SCEN_6_PDRP101 | GEN | SCEN_6_PDRP101 | 0.99 |  | SCE | Leapfrog Power, Inc. | OTHER | OTHER | SP15 |  |  | CISO | SCE
Participating Unit | N | Y | SCEW_2_PDRP100 | SCEW_2_PDRP100 | GEN | SCEW_2_PDRP100 | 0.99 |  | SCE | OHMCONNECT, INC. | OTHER | OTHER | SP15 |  |  | CISO | SCE
Participating Unit | N | Y | SCEW_2_PDRP101 | SCEW_2_PDRP101 | GEN | SCEW_2_PDRP101 | 0.99 |  | SCE | OHMCONNECT, INC. | OTHER | OTHER | SP15 |  |  | CISO | SCE
Participating Unit | N | Y | SCEW_2_PDRP102 | SCEW_2_PDRP102 | GEN | SCEW_2_PDRP102 | 0.99 |  | SCE | OHMCONNECT, INC. | OTHER | OTHER | SP15 |  |  | CISO | SCE
Participating Unit | N | Y | SCEW_2_PDRP103 | SCEW_2_PDRP103 | GEN | SCEW_2_PDRP103 | 0.99 |  | SCE | OHMCONNECT, INC. | OTHER | OTHER | SP15 |  |  | CISO | SCE
Participating Unit | N | Y | SCEW_2_PDRP104 | SCEW_2_PDRP104 | GEN | SCEW_2_PDRP104 | 0.99 |  | SCE | OHMCONNECT, INC. | OTHER | OTHER | SP15 |  |  | CISO | SCE
Participating Unit | N | Y | SCEW_2_PDRP105 | SCEW_2_PDRP105 | GEN | SCEW_2_PDRP105 | 0.99 |  | SCE | OHMCONNECT, INC. | OTHER | OTHER | SP15 |  |  | CISO | SCE
Participating Unit | N | Y | SCEW_2_PDRP106 | SCEW_2_PDRP106 | GEN | SCEW_2_PDRP106 | 9.99 |  | SCE | Leapfrog Power, inc. | OTHER | OTHER | SP15 |  |  | CISO | SCE
Participating Unit | N | Y | SCEW_2_PDRP107 | SCEW_2_PDRP107 | GEN | SCEW_2_PDRP107 | 0.99 |  | SCE | Leapfrog Power, inc. | OTHER | OTHER | SP15 |  |  | CISO | SCE
Participating Unit | N | Y | SCEW_2_PDRP108 | SCEW_2_PDRP108 | GEN | SCEW_2_PDRP108 | 0.99 |  | SCE | Leapfrog Power, inc. | OTHER | OTHER | SP15 |  |  | CISO | SCE
Participating Unit | N | Y | SCEW_2_PDRP109 | SCEW_2_PDRP109 | GEN | SCEW_2_PDRP109 | 0.99 |  | SCE | Leapfrog Power, inc. | OTHER | OTHER | SP15 |  |  | CISO | SCE
Participating Unit | N | Y | SCEW_2_PDRP110 | SCEW_2_PDRP110 | GEN | SCEW_2_PDRP110 | 0.99 |  | SCE | Leapfrog Power, inc. | OTHER | OTHER | SP15 |  |  | CISO | SCE
Participating Unit | N | Y | SCEW_2_PDRP111 | SCEW_2_PDRP111 | GEN | SCEW_2_PDRP111 | 0.99 |  | SCE | Leapfrog Power, Inc. | OTHER | OTHER | SP15 |  |  | CISO | SCE
Participating Unit | N | Y | SCEW_2_PDRP112 | SCEW_2_PDRP112 | GEN | SCEW_2_PDRP112 | 0.99 |  | SCE | Leapfrog Power, Inc. | OTHER | OTHER | SP15 |  |  | CISO | SCE
Participating Unit | N | Y | SCEW_2_PDRP114 | SCEW_2_PDRP114 | GEN | LCR AMS Hybrid West LA 1-W-SCE | 18.71 |  | SCE | Southern California Edison | OTHER | OTHER | SP15 |  |  | CISO | SCE
Participating Unit | N | Y | SCEW_2_PDRP115 | SCEW_2_PDRP115 | GEN | LCR AMS Hybrid West LA 1-W-LCRLL | 3.495 |  | SCE | Southern California Edison | OTHER | OTHER | SP15 |  |  | CISO | SCE
Participating Unit | N | Y | SCEW_2_PDRP117 | SCEW_2_PDRP117 | GEN | SCEW_2_PDRP117 | 0.99 |  | SCE | Leapfrog Power, inc. | OTHER | OTHER | SP15 |  |  | CISO | SCE
Participating Unit | N | Y | SCEW_2_PDRP124 | SCEW_2_PDRP124 | GEN | SCEW_2_PDRP124 | 0.99 |  | SCE | Leapfrog Power, inc. | OTHER | OTHER | SP15 |  |  | CISO | SCE
Participating Unit | N | Y | SCEW_2_PDRP130 | SCEW_2_PDRP130 | GEN | SCEW_2_PDRP130 | 0.99 |  | SCE | Leapfrog Power, Inc. | OTHER | OTHER | SP15 |  |  | CISO | SCE
Participating Unit | N | Y | SCEW_2_PDRP131 | SCEW_2_PDRP131 | GEN | SCEW_2_PDRP131 | 0.99 |  | SCE | Leapfrog Power, Inc. | OTHER | OTHER | SP15 |  |  | CISO | SCE
Participating Unit | N | Y | SCEW_2_PDRP133 | SCEW_2_PDRP133 | GEN | SCEW_2_PDRP133 | 0.99 |  | SCE | Leapfrog Power, Inc. | OTHER | OTHER | SP15 |  |  | CISO | SCE
Participating Unit | N | Y | SCEW_2_PDRP158 | SCEW_2_PDRP158 | GEN | LCR AMS Hybrid West LA 1-W-LCEM1 | 0.26 |  | SCE | Southern California Edison | OTHER | OTHER | SP15 |  |  | CISO | SCE
Participating Unit | N | Y | SCEW_2_PDRP159 | SCEW_2_PDRP159 | GEN | LCR AMS Hybrid West LA 1-W-LNEI1 | 1.45 |  | SCE | Southern California Edison | OTHER | OTHER | SP15 |  |  | CISO | SCE
Participating Unit | N | Y | SCEW_2_PDRP160 | SCEW_2_PDRP160 | GEN | LCR AMS Hybrid West LA 2-W-LSCE | 7.82 |  | SCE | Southern California Edison | OTHER | OTHER | SP15 |  |  | CISO | SCE
Participating Unit | N | Y | SCEW_2_PDRP161 | SCEW_2_PDRP161 | GEN | LCR AMS Hybrid West LA 2-W-LCRLL | 0.23 |  | SCE | Southern California Edison | OTHER | OTHER | SP15 |  |  | CISO | SCE
Participating Unit | N | Y | SCEW_2_PDRP162 | SCEW_2_PDRP162 | GEN | LCR AMS Hybrid West LA 2-W-LNEI1 | 0.24 |  | SCE | Southern California Edison | OTHER | OTHER | SP15 |  |  | CISO | SCE
Participating Unit | N | Y | SCEW_2_PDRP163 | SCEW_2_PDRP163 | GEN | LCR AMS Hybrid West LA 2-W-LPIPO | 2.64 |  | SCE | Southern California Edison | OTHER | OTHER | SP15 |  |  | CISO | SCE
Participating Unit | N | Y | SCEW_2_PDRP164 | SCEW_2_PDRP164 | GEN | LCR AMS Hybrid West LA 2-W-LLACC | 0.45 |  | SCE | Southern California Edison | OTHER | OTHER | SP15 |  |  | CISO | SCE
Participating Unit | N | Y | SCEW_2_PDRP165 | SCEW_2_PDRP165 | GEN | PDR-E SCEW | 3 |  | SCE | Olivine, Inc. | OTHER | OTHER | SP15 |  |  | CISO | SCE
Participating Unit | N | Y | SCEW_2_PDRP167 | SCEW_2_PDRP167 | GEN | LCR AMS Hybrid West LA 1-W-2-SCE | 9.05 |  | SCE | Southern California Edison | OTHER | OTHER | SP15 |  |  | CISO | SCE
Participating Unit | N | Y | SCEW_2_PDRP168 | SCEW_2_PDRP168 | GEN | VLTS_PDR_SCEW_01 | 6.5 |  | SCE | Voltus, Inc. | OTHER | OTHER | SP15 |  |  | CISO | SCE
Participating Unit | N | Y | SCEW_2_PDRP169 | SCEW_2_PDRP169 | GEN | LCR AMS Hybrid West LA 1-C-LUCOP | 1.8 |  | SCE | Southern California Edison | OTHER | OTHER | SP15 |  |  | CISO | SCE
Participating Unit | N | Y | SCEW_2_PDRP170 | SCEW_2_PDRP170 | GEN | PDR-F SCEW | 8 |  | SCE | Olivine, Inc. | OTHER | OTHER | SP15 |  |  | CISO | SCE
Participating Unit | N | Y | SCEW_2_PDRP171 | SCEW_2_PDRP171 | GEN | SCEW_2_PDRP171 | 0.99 |  | SCE | Leapfrog Power, Inc. | OTHER | OTHER | SP15 |  |  | CISO | SCE
Participating Unit | N | Y | SCEW_2_PDRP172 | SCEW_2_PDRP172 | GEN | SCEW_2_PDRP172 | 0.99 |  | SCE | Leapfrog Power, Inc. | OTHER | OTHER | SP15 |  |  | CISO | SCE
Participating Unit | N | Y | SCEW_2_PDRP173 | SCEW_2_PDRP173 | GEN | SCEW_2_PDRP173 | 0.99 |  | SCE | Leapfrog Power, Inc. | OTHER | OTHER | SP15 |  |  | CISO | SCE
Participating Unit | N | Y | SCEW_2_PDRP174 | SCEW_2_PDRP174 | GEN | SCEW_2_PDRP174 | 0.99 |  | SCE | Leapfrog Power, Inc. | OTHER | OTHER | SP15 |  |  | CISO | SCE
Participating Unit | N | Y | SCEW_2_PDRP175 | SCEW_2_PDRP175 | GEN | SCEW_2_PDRP175 | 0.99 |  | SCE | Leapfrog Power, Inc. | OTHER | OTHER | SP15 |  |  | CISO | SCE
Participating Unit | N | Y | SCHLTE_1_PL1X3 | SCHLTE_1_PL1X3 | GEN | Tracy Combined Cycle Power Plant | 336.04 |  | PGAE | MRP San Joaquin Energy, LLC | COMBINED CYCLE | NATURAL GAS | NP15 | 41213 |  | CISO | PGAE
Non-Participating | N | Y | SCHLTE_1_PL1X3 | SCHLTE_1_UNITA1 | GEN | Tracy Unit 1 Peaking Project | 87 | 87 | PGAE | GWF Energy LLC | COMBUSTION TURBINE | NATURAL GAS | NP15 |  |  | CISO | PGAE
Non-Participating | N | Y | SCHLTE_1_PL1X3 | SCHLTE_1_UNITA2 | GEN | Tracy Unit 2 Peaking Project | 87 | 87 | PGAE | GWF Energy LLC | COMBUSTION TURBINE | NATURAL GAS | NP15 |  |  | CISO | PGAE
Non-Participating | N | Y | SCHLTE_1_PL1X3 | SCHLTE_1_UNITA3 | GEN | Tracy Combined Cycle Plant | 165 | 165 |  | GWF Energy, LLC | COMBUSTION TURBINE | NATURAL GAS | NP15 |  |  | CISO
Participating Unit | N | N |  | SCHNDR_1_FIVPTS | GEN | Five Points Solar Station | 15 | 15 | PGAE | Pacific Gas & Electric Company | PHOTO VOLTAIC | SUN | NP15 | 40823 |  | CISO | PGAE
Participating Unit | N | N |  | SCHNDR_1_OS2BM2 | GEN | Open Sky Digester Genset 2 | 0.8 | 0.8 | PGAE | Open Sky Power LLC | RECIPROCATING ENGINE | BIOGAS | NP15 | 43624 |  | CISO | PGAE
Participating Unit | N | N |  | SCHNDR_1_WSTSDE | GEN | Westside Solar Station | 15 | 15 | PGAE | Pacific Gas & Electric Company | PHOTO VOLTAIC | SUN | NP15 | 40799 |  | CISO | PGAE
Participating Unit | N | Y | SDG1_1_PDRP100 | SDG1_1_PDRP100 | GEN | SDG1_1_PDRP100 | 0.99 |  | SDGE | Leapfrog Power, Inc. | OTHER | OTHER | SP15 |  |  | CISO | SDGE
Participating Unit | N | Y | SDG1_1_PDRP101 | SDG1_1_PDRP101 | GEN | SDG1_1_PDRP101 | 0.99 |  | SDGE | Leapfrog Power, Inc. | OTHER | OTHER | SP15 |  |  | CISO | SDGE
Participating Unit | N | Y | SDG1_1_PDRP102 | SDG1_1_PDRP102 | GEN | SDG1_1_PDRP102 | 0.99 |  | SDGE | Leapfrog Power, Inc. | OTHER | OTHER | SP15 |  |  | CISO | SDGE
Participating Unit | N | Y | SDG1_1_PDRP103 | SDG1_1_PDRP103 | GEN | SDG1_1_PDRP103 | 0.99 |  | SDGE | Leapfrog Power, Inc. | OTHER | OTHER | SP15 |  |  | CISO | SDGE
Participating Unit | N | Y | SDG1_1_PDRP105 | SDG1_1_PDRP105 | GEN | SDG1_1_PDRP105 | 0.99 |  | SDGE | Leapfrog Power, Inc. | OTHER | OTHER | SP15 |  |  | CISO | SDGE
Participating Unit | N | Y | SDG1_1_PDRP110 | SDG1_1_PDRP110 | GEN | PDR-E SDG1 1 | 3.75 |  | SDGE | Olivine, Inc. | OTHER | OTHER | SP15 |  |  | CISO | SDGE
Participating Unit | N | Y | SDG1_1_PDRP115 | SDG1_1_PDRP115 | GEN | PDR-E SDG1 2 | 1.5 |  | SDGE | Olivine, Inc. | OTHER | OTHER | SP15 |  |  | CISO | SDGE
Participating Unit | Y | N |  | SEARLS_7_ARGUS | GEN | Argus Cogeneration | 19 | 62.5 | SCE | Searles Valley Minerals Inc. |  | OTHER | SP15 | 41593 |  | CISO | SCE
Participating Unit | N | N |  | SEGS_1_SR2SL2 | GEN | Sunray 2 | 20 | 20 | SCE | Sunray Energy 2, LLC | PHOTO VOLTAIC | SUN | SP15 | 42888 |  | CISO | SCE
Participating Unit | N | N |  | SENTNL_2_CTG1 | GEN | Sentinel Unit 1 | 103.76 | 131.8 | SCE | Sentinel Energy Center, LLC | COMBUSTION TURBINE | NATURAL GAS | SP15 | 41400 |  | CISO | SCE
Participating Unit | N | N |  | SENTNL_2_CTG2 | GEN | Sentinel Unit 2 | 95.34 | 131.8 | SCE | Sentinel Energy Center, LLC | COMBUSTION TURBINE | NATURAL GAS | SP15 | 41400 |  | CISO | SCE
Participating Unit | N | N |  | SENTNL_2_CTG3 | GEN | Sentinel Unit 3 | 96.85 | 131.8 | SCE | Sentinel Energy Center, LLC | COMBUSTION TURBINE | NATURAL GAS | SP15 | 41400 |  | CISO | SCE
Participating Unit | N | N |  | SENTNL_2_CTG4 | GEN | Sentinel Unit 4 | 102.47 | 131.8 | SCE | Sentinel Energy Center, LLC | COMBUSTION TURBINE | NATURAL GAS | SP15 | 41400 |  | CISO | SCE
Participating Unit | N | N |  | SENTNL_2_CTG5 | GEN | Sentinel Unit 5 | 103.81 | 131.8 | SCE | Sentinel Energy Center, LLC | COMBUSTION TURBINE | NATURAL GAS | SP15 | 41400 |  | CISO | SCE
Participating Unit | N | N |  | SENTNL_2_CTG6 | GEN | Sentinel Unit 6 | 100.99 | 131.8 | SCE | Sentinel Energy Center, LLC | COMBUSTION TURBINE | NATURAL GAS | SP15 | 41400 |  | CISO | SCE
Participating Unit | N | N |  | SENTNL_2_CTG7 | GEN | Sentinel Unit 7 | 97.06 | 131.8 | SCE | Sentinel Energy Center, LLC | COMBUSTION TURBINE | NATURAL GAS | SP15 | 41400 |  | CISO | SCE
Participating Unit | N | N |  | SENTNL_2_CTG8 | GEN | Sentinel Unit 8 | 101.8 | 131.8 | SCE | Sentinel Energy Center, LLC | COMBUSTION TURBINE | NATURAL GAS | SP15 | 41400 |  | CISO | SCE
Participating Unit | N | N |  | SGREGY_6_SANGER | GEN | Algonquin Power Sanger 2 | 48.3 | 48.3 | PGAE | Algonquin Power Sanger LLC | COMBINED CYCLE | NATURAL GAS | NP15 | 42887 |  | CISO | PGAE
Participating Unit | Y | Y | SHELRF_1_UNITS | SHELRF_1_UNITS | GEN | SHELL OIL REFINERY AGGREGATE | 100 |  | PGAE | Martinez Refining Company-Division of Equilon Enterprises, LLC | COMBINED CYCLE | NATURAL GAS | NP15 | 34700 |  | CISO | PGAE
Non-Participating | N | Y | SHELRF_1_UNITS | SHELRF_7_UNIT 1 | GEN | Shell Oil Refinery Unit 1 | 20 | 20 |  | Martinez Refining Company-Division of Equilon Enterprises, LLC | STEAM | HEAT RECOVERY | NP15 |  |  | CISO
Non-Participating | N | Y | SHELRF_1_UNITS | SHELRF_7_UNIT 2 | GEN | Shell Oil Refinery Unit 2 | 40 | 40 |  | Martinez Refining Company-Division of Equilon Enterprises, LLC | COMBUSTION TURBINE | NATURAL GAS | NP15 |  |  | CISO
Non-Participating | N | Y | SHELRF_1_UNITS | SHELRF_7_UNIT 3 | GEN | Shell Oil Refinery Unit 3 | 40 | 40 |  | Martinez Refining Company-Division of Equilon Enterprises, LLC | COMBUSTION TURBINE | NATURAL GAS | NP15 |  |  | CISO
Participating Unit | N | N |  | SIERRA_1_UNITS | GEN | HIGH SIERRA LIMITED | 52.43 | 60.3 | PGAE | HIGH SIERRA LIMITED | COMBUSTION TURBINE | NATURAL GAS | ZP26 | 32563 |  | CISO | PGAE
Participating Unit | N | N |  | SISQUC_1_SMARIA | GEN | Santa Maria II LFG Power Plant | 1.42 | 1.5 | PGAE | J&A-Santa Maria II, LLC | RECIPROCATING ENGINE | BIOGAS | NP15 | 40448 |  | CISO | PGAE
Participating Unit | N | N |  | SKERN_6_SOLAR1 | GEN | South Kern Solar PV Plant | 20 | 20 | PGAE | Algonquin SKIC 20 Solar, LLC | PHOTO VOLTAIC | SUN | ZP26 | 42101 |  | CISO | PGAE
Participating Unit | N | N |  | SKERN_6_SOLAR2 | GEN | SKIC Solar | 10 | 10 | PGAE | Algonquin SKIC 10 Solar, LLC | PHOTO VOLTAIC | SUN | ZP26 | 42740 |  | CISO | PGAE
Participating Unit | N | N |  | SLRMS3_2_SRMSR1 | GEN | SILVER RIDGE MOUNT SIGNAL 3 | 250 | 250 | SDGE | IMPERIAL VALLEY SOLAR 3, LLC | PHOTO VOLTAIC | SUN | SP15 | 43805 |  | CISO | SDGE
Participating Unit | N | N |  | SLST13_2_SOLAR1 | GEN | Quinto Solar PV Project | 107.6 | 107.6 | PGAE | Solar Star California XIII, LLC | PHOTO VOLTAIC | SUN | NP15 | 42338 |  | CISO | PGAE
Participating Unit | N | Y | SLSTR1_2_SOLAR1 | SLSTR1_2_SOLAR1 | GEN | Solar Star 1 | 310 |  | SCE | Solar Star California XIX, LLC | PHOTO VOLTAIC | SUN | SP15 | 41934 |  | CISO | SCE
Non-Participating | N | Y | SLSTR1_2_SOLAR1 | SLSTR1_2_SOLR1A | GEN | Solar Star 1 | 151.5 | 151.5 |  | Southern California Edison Company | PHOTO VOLTAIC | SUN | SP15 |  |  | CISO
Non-Participating | N | Y | SLSTR1_2_SOLAR1 | SLSTR1_2_SOLR1B | GEN | Solar Star 1 | 166.5 | 166.5 |  | Southern California Edison Company | PHOTO VOLTAIC | SUN | SP15 |  |  | CISO
Participating Unit | N | Y | SLSTR2_2_SOLAR2 | SLSTR2_2_SOLAR2 | GEN | Solar Star 2 | 276 |  | SCE | Solar Star California XX, LLC | PHOTO VOLTAIC | SUN | SP15 | 41851 |  | CISO | SCE
Non-Participating | N | Y | SLSTR2_2_SOLAR2 | SLSTR2_2_SOLR2A | GEN | Solar Star 2 | 219 | 219 |  | Southern California Edison Company | PHOTO VOLTAIC | SUN | SP15 |  |  | CISO
Non-Participating | N | Y | SLSTR2_2_SOLAR2 | SLSTR2_2_SOLR2B | GEN | Solar Star 2 | 57 | 57 |  | Southern California Edison Company | PHOTO VOLTAIC | SUN | SP15 |  |  | CISO
Non-Participating | N | Y | SLUISP_2_UNITS | SLUISP_2_UNIT 1 | GEN | San Luis P-G Unit 1 | 53 | 53 | PGAE | California Dept. of Water Resources | PUMPED STORAGE | WATER | NP15 |  |  | CISO | PGAE
Non-Participating | N | Y | SLUISP_2_UNITS | SLUISP_2_UNIT 2 | GEN | San Luis P-G Unit 2 | 53 | 53 | PGAE | California Dept. of Water Resources | PUMPED STORAGE | WATER | NP15 |  |  | CISO | PGAE
Non-Participating | N | Y | SLUISP_2_UNITS | SLUISP_2_UNIT 3 | GEN | San Luis P-G Unit 3 | 53 | 53 | PGAE | California Dept. of Water Resources | PUMPED STORAGE | WATER | NP15 |  |  | CISO | PGAE
Non-Participating | N | Y | SLUISP_2_UNITS | SLUISP_2_UNIT 4 | GEN | San Luis P-G Unit 4 | 53 | 53 | PGAE | California Dept. of Water Resources | PUMPED STORAGE | WATER | NP15 |  |  | CISO | PGAE
Non-Participating | N | Y | SLUISP_2_UNITS | SLUISP_2_UNIT 5 | GEN | San Luis P-G Unit 5 | 53 | 53 | PGAE | California Dept. of Water Resources | PUMPED STORAGE | WATER | NP15 |  |  | CISO | PGAE
Non-Participating | N | Y | SLUISP_2_UNITS | SLUISP_2_UNIT 6 | GEN | San Luis P-G Unit 6 | 53 | 53 | PGAE | California Dept. of Water Resources | PUMPED STORAGE | WATER | NP15 |  |  | CISO | PGAE
Non-Participating | N | Y | SLUISP_2_UNITS | SLUISP_2_UNIT 7 | GEN | San Luis P-G Unit 7 | 53 | 53 | PGAE | California Dept. of Water Resources | PUMPED STORAGE | WATER | NP15 |  |  | CISO | PGAE
Non-Participating | N | Y | SLUISP_2_UNITS | SLUISP_2_UNIT 8 | GEN | San Luis P-G Unit 8 | 53 | 53 | PGAE | California Dept. of Water Resources | PUMPED STORAGE | WATER | NP15 |  |  | CISO | PGAE
Participating Unit | N | Y | SLUISP_2_UNITS | SLUISP_2_UNITS | GEN | SAN LUIS (GIANELLI) PUMP-GEN (AGGREGATE) | 374.43 |  | PGAE | California Dept. of Water Resources | PUMPED STORAGE | WATER | NP15 | 24473 |  | CISO | CWRP
Participating Unit | N | N |  | SLYCRK_1_UNIT 1 | GEN | SLY CREEK HYDRO | 13 | 13 | PGAE | South Feather Water and Power | HYDRO | WATER | NP15 | 30317 |  | CISO | PGAE
Participating Unit | N | N |  | SMPRIP_1_SMPSON | GEN | Ripon Cogeneration Unit 1 | 46.05 | 56.9 | PGAE | AltaGas Ripon Energy Inc. | COMBUSTION TURBINE | NATURAL GAS | NP15 | 32252 |  | CISO | PGAE
Participating Unit | N | N |  | SMRCOS_6_LNDFIL | GEN | San Marcos Energy | 1.5 | 2 | SDGE | San Marcos Energy LLC | RECIPROCATING ENGINE | BIOGAS | SP15 | 40683 |  | CISO | SDGE
Participating Unit | N | N |  | SMUDGO_7_UNIT 1 | GEN | SONOMA POWER PLANT | 53 | 78 | PGAE | Geysers Power Company, LLC | STEAM | GEOTHERMAL | NP15 | 30317 |  | CISO | PGAE
Participating Unit | N | N |  | SMYRNA_1_DL1SR1 | GEN | Delano Land 1 | 1 | 1 | PGAE | Delano PV 1, LLC | PHOTO VOLTAIC | SUN | ZP26 | 43097 |  | CISO | PGAE
Participating Unit | Y | N |  | SNCLRA_2_HOWLNG | GEN | Houwelings Nurseries Oxnard, Inc | 13 | 13.2 | SCE | Houwelings Nurseries Oxnard, Inc | RECIPROCATING ENGINE | NATURAL GAS | SP15 | 41439 |  | CISO | SCE
Participating Unit | N | N |  | SNCLRA_2_SPRHYD | GEN | Springville Hydroelectric Generator | 1 | 1 | SCE | Calleguas MWD | HYDRO | WATER | SP15 | 42479 |  | CISO | SCE
Participating Unit | N | N |  | SNCLRA_2_UNIT | GEN | Channel Islands Power | 27.5 | 28 | SCE | CSU Channel Islands Site Authority | COMBINED CYCLE | NATURAL GAS | SP15 | 43216 |  | CISO | SCE
Participating Unit | N | N |  | SNCLRA_2_UNIT1 | GEN | New Indy Oxnard | 27.8 | 29 | SCE | New-Indy Oxnard LLC | COMBUSTION TURBINE | NATURAL GAS | SP15 | 42475 |  | CISO | SCE
Participating Unit | N | N |  | SNCLRA_6_OXGEN | GEN | OXGEN | 47.7 | 48.5 | SCE | EF Oxnard LLC | COMBUSTION TURBINE | NATURAL GAS | SP15 |  |  | CISO | SCE
Participating Unit | Y | N |  | SNCLRA_6_PROCGN | GEN | Procter and Gamble Oxnard 2 | 47.9 | 49.5 | SCE | The Procter & Gamble Paper Products Company | COMBUSTION TURBINE | NATURAL GAS | SP15 | 36116 |  | CISO | SCE
Participating Unit | Y | N |  | SNCLRA_6_QF | GEN | SANTA CLARA QFS | 1.65 | 15 | SCE | Southern California Edison Company | OTHER | OTHER | SP15 | 31778 |  | CISO | SCE
Participating Unit | N | N |  | SNDBAR_7_UNIT 1 | GEN | SANDBAR | 16.2 | 18.6 | PGAE | Tri-Dam Power Authority | HYDRO | WATER | NP15 | 42736 |  | CISO | PGAE
Participating Unit | Y | N |  | SNMALF_6_UNITS | GEN | Sonoma County Landfill | 5 | 8 | PGAE | Republic Services of Sonoma County Energy Producers, Inc | RECIPROCATING ENGINE | BIOGAS | NP15 | 34089 |  | CISO | PGAE
Participating Unit | N | N |  | SNORA_2_SNRSLR | TG | SG Sorrento | 50 |  | SDGE | IVLY2 | PHOTO VOLTAIC | SUN | SP15 | 42245 |  | IID | SDGE
Participating Unit | N | N |  | SOUTH_2_UNIT | GEN | SOUTH HYDRO | 7.1 | 7.1 | PGAE | Pacific Gas & Electric Company | HYDRO | WATER | NP15 | 28856 |  | CISO | PGAE
Participating Unit | N | N |  | SPANSH_6_FBEHY1 | GEN | Five Bears Hydroelectric | 0.99 | 0.99 | PGAE | Five Bears Hydro, LLC | HYDRO | WATER | NP15 | 43983 |  | CISO | PGAE
Non-Participating | N | Y | SPAULD_6_UNIT12 | SPAULD_6_UNIT 1 | GEN | SPAULDING HYDRO PH 1 UNIT | 7 | 7 |  | Pacific Gas & Electric Company | HYDRO | WATER | NP15 |  |  | CISO
Non-Participating | N | Y | SPAULD_6_UNIT12 | SPAULD_6_UNIT 2 | GEN | SPAULDING HYDRO PH 2 UNIT | 4.4 | 4.4 |  | Pacific Gas & Electric Company | HYDRO | WATER | NP15 |  |  | CISO
Participating Unit | N | N |  | SPAULD_6_UNIT 3 | GEN | SPAULDING HYDRO PH 3 UNIT | 6.5 | 6.5 | PGAE | Pacific Gas & Electric Company | HYDRO | WATER | NP15 | 10228 |  | CISO | PGAE
Participating Unit | N | Y | SPAULD_6_UNIT12 | SPAULD_6_UNIT12 | GEN | SPAULDING HYDRO PH 1 & 2 AGGREGATE | 11.4 |  | PGAE | Pacific Gas & Electric Company | HYDRO | WATER | NP15 | 10594 |  | CISO | PGAE
Participating Unit | Y | N |  | SPBURN_2_UNIT 1 | GEN | Burney Biomass | 22 | 22 | PGAE | Sierra Pacific Industries | STEAM | BIOMASS | NP15 | 31413 |  | CISO | PGAE
Participating Unit | Y | N |  | SPBURN_7_SNOWMT | GEN | Burney Creek Hydro | 3 | 3 | PGAE | Snow Mountain Hydro LLC | HYDRO | WATER | NP15 | 32960 |  | CISO | PGAE
Participating Unit | Y | N |  | SPI LI_2_UNIT 1 | GEN | Lincoln Biomass | 17.2 | 19.2 | PGAE | Sierra Pacific Industries | STEAM | BIOMASS | NP15 | 31566 |  | CISO | PGAE
Participating Unit | Y | N |  | SPIAND_1_ANDSN2 | GEN | SPI Anderson 2 | 27.15 | 30.1 | PGAE | Sierra Pacific Industries | STEAM | BIOMASS | NP15 | 42256 |  | CISO | PGAE
Non-Participating | N | Y | SPICER_1_UNITS | SPICER_1_UNIT 1 | GEN | SPICER HYDRO UNIT 1 | 2.8 | 2.8 |  | NCPA (MSS Agreement - S14) | HYDRO | WATER | NP15 |  |  | CISO
Non-Participating | N | Y | SPICER_1_UNITS | SPICER_1_UNIT 2 | GEN | SPICER HYDRO UNIT 2 | 2.8 | 2.8 |  | NCPA (MSS Agreement - S14) | HYDRO | WATER | NP15 |  |  | CISO
Non-Participating | N | Y | SPICER_1_UNITS | SPICER_1_UNIT 3 | GEN | SPICER HYDRO UNIT 3 | 0.5 | 0.5 |  | NCPA (MSS Agreement - S14) | HYDRO | WATER | NP15 |  |  | CISO
Participating Unit | N | Y | SPICER_1_UNITS | SPICER_1_UNITS | GEN | SPICER HYDRO UNITS 1-3 AGGREGATE | 6 |  | PGAE | NCPA (MSS Agreement - S14) | HYDRO | WATER | NP15 | 32874 |  | CISO | NCPA
Participating Unit | Y | N |  | SPIFBD_1_PL1X2 | GEN | SIERRA PACIFIC IND. (SONORA) | 7.5 | 7.5 | PGAE | Sierra Pacific Industries | STEAM | BIOMASS | NP15 | 43202 |  | CISO | PGAE
Participating Unit | N | N |  | SPOINT_2_MEADDYN | TG | SPOINT_2_MEADDYN | 325 |  | SCE | MEAD230 | COMBINED CYCLE | NATURAL GAS | SP15 | 43679 |  | WALC | SCE
Participating Unit | N | N |  | SPOINT_2_PARKERDYN | TG | Southpoint Energy Center | 200 |  | SCE | PARKER230 | COMBINED CYCLE | NATURAL GAS | SP15 | 43679 |  | WALC | SCE
Participating Unit | Y | N |  | SPQUIN_6_SRPCQU | GEN | Quincy Biomass | 24 | 24 | PGAE | Sierra Pacific Industries | STEAM | BIOMASS | NP15 | 43237 |  | CISO | PGAE
Participating Unit | N | N |  | SPRGAP_1_UNIT 1 | GEN | SPRING GAP HYDRO | 7 | 7 | PGAE | Pacific Gas & Electric Company | HYDRO | WATER | NP15 | 7672 |  | CISO | PGAE
Participating Unit | Y | N |  | SPRGVL_2_QF | GEN | SPRINGVILLE QFS | 0.18 | 0.9 | SCE | Southern California Edison Company | OTHER | OTHER | SP15 | 3289 |  | CISO | SCE
Participating Unit | N | N |  | SPRGVL_2_TULE | GEN | TULE RIVER HYDRO PLANT (PG&E) | 6.4 | 6.4 | SCE | Pacific Gas & Electric Company | HYDRO | WATER | SP15 | 5115 |  | CISO | SCE
Participating Unit | N | N |  | SPRGVL_2_TULESC | GEN | TULE RIVER HYDRO PLANT (SCE) | 2.5 | 2.5 | SCE | Southern California Edison Company | HYDRO | WATER | SP15 | 3289 |  | CISO | SCE
Participating Unit | Y | N |  | SRINTL_6_UNIT | GEN | SRI INTERNATIONAL | 6.9 | 6.9 | PGAE | Pacific Gas & Electric Company | COMBUSTION TURBINE | NATURAL GAS | NP15 | 31846 |  | CISO | PGAE
Participating Unit | N | N |  | STANIS_7_UNIT 1 | GEN | STANISLAUS HYDRO | 91 | 95 | PGAE | Pacific Gas & Electric Company | HYDRO | WATER | NP15 | 23012 |  | CISO | PGAE
Participating Unit | N | N |  | STANTN_2_STAGT1 | GEN | Stanton 1 | 49.65 | 50 | SCE | STANTON ENERGY RELIABILITY CENTER, LLC | COMBUSTION TURBINE | NATURAL GAS | SP15 | 43971 |  | CISO | SCE
Participating Unit | N | N |  | STANTN_2_STAGT2 | GEN | Stanton 2 | 49.65 | 50 | SCE | STANTON ENERGY RELIABILITY CENTER, LLC | COMBUSTION TURBINE | NATURAL GAS | SP15 | 43971 |  | CISO | SCE
Participating Unit | Y | N |  | STAUFF_1_UNIT | GEN | RHODIA INC. (RHONE-POULENC) | 4.6 | 4.6 | PGAE | Pacific Gas & Electric Company | COMBUSTION TURBINE | NATURAL GAS | NP15 | 28277 |  | CISO | PGAE
Participating Unit | N | N |  | STIGCT_2_LODI | GEN | LODI STIG UNIT | 49.9 | 51.2 | PGAE | NCPA (MSS Agreement - S14) | COMBUSTION TURBINE | NATURAL GAS | NP15 | 35065 |  | CISO | NCPA
Participating Unit | N | N |  | STNRES_1_UNIT | GEN | Covanta Stanislaus | 19.9 | 22.3 | PGAE | Covanta Stanislaus, Inc. | STEAM | WASTE TO POWER | NP15 | 32392 |  | CISO | PGAE
Non-Participating |  | Y | STOILS_1_UNITS | STOILS_1_UNIT 1 | GEN | STOILS_1_UNIT 1 | 62.5 | 62.5 |  |  |  |  | NP15 |  |  | CISO
Non-Participating |  | Y | STOILS_1_UNITS | STOILS_1_UNIT 2 | GEN | STOILS_1_UNIT 2 | 62.5 | 62.5 |  |  |  |  | NP15 |  |  | CISO
Participating Unit | Y | Y | STOILS_1_UNITS | STOILS_1_UNITS | GEN | Chevron Richmond Refinery | 56.2 |  | PGAE | Chevron Products Company | COMBUSTION TURBINE | NATURAL GAS | NP15 | 33847 |  | CISO | PGAE
Participating Unit | N | N |  | STOREY_2_MDRCH2 | GEN | Madera Chowchilla 2 | 0.56 | 0.6 | PGAE | Madera Chowchilla Water and Power Authority | HYDRO | WATER | NP15 | 42583 |  | CISO | PGAE
Participating Unit | N | N |  | STOREY_2_MDRCH3 | GEN | Madera Chowchilla 3 | 0.42 | 0.5 | PGAE | Madera Chowchilla Water and Power Authority | HYDRO | WATER | NP15 | 42583 |  | CISO | PGAE
Participating Unit | N | N |  | STOREY_2_MDRCH4 | GEN | Madera Chowchilla 4 | 0.92 | 1 | PGAE | Madera Chowchilla Water and Power Authority | HYDRO | WATER | NP15 | 42570 |  | CISO | PGAE
Participating Unit | N | N |  | STOREY_7_MDRCHW | GEN | Madera Canal Site 980 | 1.84 | 3.8 | PGAE | Madera Chowchilla Water and Power | HYDRO | WATER | NP15 | 31080 |  | CISO | PGAE
Participating Unit | N | N |  | STROUD_6_SOLAR | GEN | Stroud Solar Station | 20 | 20 | PGAE | Pacific Gas & Electric Company | PHOTO VOLTAIC | SUN | NP15 | 40820 |  | CISO | PGAE
Participating Unit | N | N |  | STROUD_6_WWHSR1 | GEN | Winter Wheat Solar Farm | 1.5 | 1.5 | PGAE | GASNA 36P, LLC | PHOTO VOLTAIC | SUN | NP15 | 43596 |  | CISO | PGAE
Participating Unit | N | N |  | SUMWHT_6_SWSSR1 | GEN | Summer Wheat Solar Farm | 18.5 | 18.5 | PGAE | GASNA 6P, LLC | PHOTO VOLTAIC | SUN | NP15 | 43384 |  | CISO | PGAE
Participating Unit | N | Y | SUNRIS_2_PL1X3 | SUNRIS_2_PL1X3 | GEN | Sunrise Power Project AGGREGATE II | 586.02 |  | PGAE | Sunrise Power Company | COMBINED CYCLE | NATURAL GAS | ZP26 | 37049 |  | CISO | PGAE
Non-Participating | N | Y | SUNRIS_2_PL1X3 | SUNRIS_2_UNIT 1 | GEN | Sunrise Power Project Unit 1 | 164 | 164 |  | Sunrise Power Company | COMBUSTION TURBINE | NATURAL GAS | ZP26 |  |  | CISO
Non-Participating | N | Y | SUNRIS_2_PL1X3 | SUNRIS_2_UNIT 2 | GEN | Sunrise Power Project Unit 2 | 164 | 164 |  | Sunrise Power Company | COMBUSTION TURBINE | NATURAL GAS | ZP26 |  |  | CISO
Non-Participating | N | Y | SUNRIS_2_PL1X3 | SUNRIS_2_UNIT 3 | GEN | Sunrise Power Project Unit 3 | 272 | 272 |  | Sunrise Power Company | STEAM | HEAT RECOVERY | ZP26 |  |  | CISO
Participating Unit | Y | N |  | SUNSET_2_UNITS | GEN | MIDWAY SUNSET COGENERATION PLANT | 248 | 291 | PGAE | Midway Sunset Cogeneration Company | COMBUSTION TURBINE | NATURAL GAS | ZP26 | 32860 |  | CISO | PGAE
Participating Unit | N | Y | SUNSHN_2_LNDFL | SUNSHN_2_LNDFL | GEN | Sunshine Gas Producers | 20 |  | PGAE | Sunshine Gas Producers, L.L.C. | COMBUSTION TURBINE | BIOGAS | NP15 | 41883 |  | CISO | PGAE
Non-Participating | N | Y | SUNSHN_2_LNDFL | SUNSHN_2_LNDFL1 | GEN | SUNSHN_2_LNDFL1 | 4.6 | 4.6 |  | Sunshine Gas Producers, L.L.C. Unit 1 | COMBUSTION TURBINE | BIOGAS | SP15 |  |  | CISO
Non-Participating | N | Y | SUNSHN_2_LNDFL | SUNSHN_2_LNDFL2 | GEN | SUNSHN_2_LNDFL2 | 4.6 | 4.6 |  | Sunshine Gas Producers, L.L.C. Unit 2 | COMBUSTION TURBINE | BIOGAS | SP15 |  |  | CISO
Non-Participating | N | Y | SUNSHN_2_LNDFL | SUNSHN_2_LNDFL3 | GEN | SUNSHN_2_LNDFL3 | 4.6 | 4.6 |  | Sunshine Gas Producers, L.L.C. Unit 3 | COMBUSTION TURBINE | BIOGAS | SP15 |  |  | CISO
Non-Participating | N | Y | SUNSHN_2_LNDFL | SUNSHN_2_LNDFL4 | GEN | SUNSHN_2_LNDFL4 | 4.6 | 4.6 |  | Sunshine Gas Producers, L.L.C. Unit 4 | COMBUSTION TURBINE | BIOGAS | SP15 |  |  | CISO
Non-Participating | N | Y | SUNSHN_2_LNDFL | SUNSHN_2_LNDFL5 | GEN | SUNSHN_2_LNDFL5 | 4.6 | 4.6 |  | Sunshine Gas Producers, L.L.C. Unit 5 | COMBUSTION TURBINE | BIOGAS | SP15 |  |  | CISO
Participating Unit | N | N |  | SUNSLR_1_SSVSR1 | GEN | Sunshine Valley Solar 1 | 100 | 100 | SCE | Sunshine Valley Solar, LLC | PHOTO VOLTAIC | SUN | SP15 | 43817 |  | CISO | VEA
Participating Unit | N | N |  | SUNSPT_2_WNASR1 | GEN | Windhub Solar A | 20 | 20 | SCE | Windhub Solar A, LLC | PHOTO VOLTAIC | SUN | SP15 | 43817 |  | CISO | SCE
Participating Unit | N | N |  | SUNSTR_5_SS1SCEDYN | TG | Sunstream Solar 1 | 150 |  | SCE | PVWEST | PHOTO VOLTAIC | SUN | SP15 | 43788 |  | AZPS | SCE
Participating Unit | N | N |  | SUTTER_2_CISO | TG | Sutter Power Plant Pseudo-CISO | 275 | 280 | PGAE | CTW230 | COMBINED CYCLE | NATURAL GAS | NP15 | 44022 |  | BANCWAMI | PGAE
Participating Unit | N | N |  | SWIFT_1_NAS | GEN | YERBA BUENA BATTERY | 4.8 | 4.8 | PGAE | Pacific Gas and Electric Company | OTHER | LESR | NP15 | 42390 |  | CISO | PGAE
Participating Unit | N | N |  | SYCAMR_2_UNIT 1 | GEN | Sycamore Cogeneration Unit 1 | 86 | 90 | SCE | Chevron Power Holdings | COMBUSTION TURBINE | NATURAL GAS | SP15 | 31778 |  | CISO | SCE
Participating Unit | N | N |  | SYCAMR_2_UNIT 2 | GEN | Sycamore Cogeneration Unit 2 | 78 | 90 | SCE | Chevron Power Holdings | COMBUSTION TURBINE | NATURAL GAS | SP15 | 31778 |  | CISO | SCE
Participating Unit | N | N |  | SYCAMR_2_UNIT 3 | GEN | Sycamore Cogeneration Unit 3 | 78 | 90 | SCE | Chevron Power Holdings | COMBUSTION TURBINE | NATURAL GAS | SP15 | 31778 |  | CISO | SCE
Participating Unit | N | N |  | SYCAMR_2_UNIT 4 | GEN | Sycamore Cogeneration Unit 4 | 78 | 90 | SCE | Chevron Power Holdings | COMBUSTION TURBINE | NATURAL GAS | SP15 | 31778 |  | CISO | SCE
Participating Unit | Y | N |  | TANHIL_6_SOLART | GEN | Berry Cogen 18 | 17 | 17 | PGAE | Berry Petroleum Company | COMBUSTION TURBINE | NATURAL GAS | ZP26 | 31413 |  | CISO | PGAE
Participating Unit | Y | N |  | TBLMTN_6_QF | GEN | SMALL QF AGGREGATION - PARADISE | 1.7 | 5.8 | PGAE | Pacific Gas & Electric Company | HYDRO | WATER | NP15 | 30317 |  | CISO | PGAE
Participating Unit | N | N |  | TEHAPI_2_WIND1 | GEN | Wind Wall Monolith 1 | 19.85 | 19.85 | SCE | Wind Wall 1 | WIND | WIND | SP15 | 42535 |  | CISO | SCE
Participating Unit | N | N |  | TEHAPI_2_WIND2 | GEN | Wind Wall Monolith 2 | 23.66 | 22.5 | SCE | Wind Wall 1 | WIND | WIND | SP15 | 42535 |  | CISO | SCE
Participating Unit | Y | Y | TENGEN_2_PL1X2 | TENGEN_2_PL1X2 | GEN | Berry Cogen 42 | 40.2 |  | SCE | Berry Petroleum Company | COMBUSTION TURBINE | NATURAL GAS | SP15 | 32938 |  | CISO | SCE
Non-Participating | N | Y | TENGEN_2_PL1X2 | TENGEN_6_UNIT 1 | GEN | Berry Petroleum Placerita, Unit 1 | 22.7 | 22.7 |  |  | COMBUSTION TURBINE | OTHER | SP15 |  |  | CISO
Non-Participating | N | Y | TENGEN_2_PL1X2 | TENGEN_6_UNIT 2 | GEN | Berry Petroleum Placerita, Unit 2 | 22.7 | 22.7 |  | Southern California Edison Company | COMBUSTION TURBINE | NATURAL GAS | SP15 |  |  | CISO
Non-Participating |  | Y | TERMEX_2_PL1X3 | TERMEX_2_GTG1 | GEN | TERMEX_2_GTG1 | 180 | 180 |  |  |  |  | SP15 |  |  | CISO
Non-Participating |  | Y | TERMEX_2_PL1X3 | TERMEX_2_GTG2 | GEN | TERMEX_2_GTG2 | 180 | 180 |  |  |  |  | SP15 |  |  | CISO
Participating Unit | N | Y | TERMEX_2_PL1X3 | TERMEX_2_PL1X3 | GEN | TDM | 625 |  | SDGE | Termoelectrica De Mexicali S. de R.L. de C.V. (non-pro forma agreement) | COMBINED CYCLE | NATURAL GAS | SP15 | 37832 |  | CISO | SDGE
Non-Participating | N | Y | TERMEX_2_PL1X3 | TERMEX_2_STG | GEN | Termoelectrica De Mexicali STG 3 | 308 | 308 |  | Termoelectrica De Mexicali S. de R.L. de C.V. | STEAM | HEAT RECOVERY | SP15 |  |  | CISO
Participating Unit | Y | N |  | TESLA_1_QF | GEN | SMALL QF AGGREGATION - STOCKTON | 2 | 5 | PGAE | Pacific Gas & Electric Company | OTHER | OTHER | NP15 | 29952 |  | CISO | PGAE
Non-Participating | N | Y | HYTTHM_2_UNITS | THERMA_2_UNIT 1 | GEN | Thermalito Gen Unit 1 | 36 | 36 |  | California Dept. of Water Resources | HYDRO | WATER | NP15 |  |  | CISO
Non-Participating | N | Y | HYTTHM_2_UNITS | THERMA_2_UNIT 2 | GEN | Thermalito P-G Unit 2 | 28 | 28 |  | California Dept. of Water Resources | HYDRO | WATER | NP15 |  |  | CISO
Non-Participating | N | Y | HYTTHM_2_UNITS | THERMA_2_UNIT 3 | GEN | Thermalito P-G Unit 3 | 28 | 28 |  | California Dept. of Water Resources | HYDRO | WATER | NP15 |  |  | CISO
Non-Participating | N | Y | HYTTHM_2_UNITS | THERMA_2_UNIT 4 | GEN | Thermalito P-G Unit 4 | 28 | 28 |  | California Dept. of Water Resources | HYDRO | WATER | NP15 |  |  | CISO
Participating Unit | Y | N |  | TIDWTR_2_UNITS | GEN | MARTINEZ COGEN LIMITED PARTNERSHIP | 114.8 | 114.8 | PGAE | Martinez Cogen Limited Partnership | COMBUSTION TURBINE | NATURAL GAS | NP15 | 31831 |  | CISO | PGAE
Participating Unit | N | N |  | TIFFNY_1_DILLON | GEN | TIFFNY_1_DILLON | 45 | 45 | SCE | Dillion Wind LLC | WIND | WIND | SP15 | 39556 |  | CISO | SCE
Non-Participating | N | Y | TIGRCK_7_UNITS | TIGRCK_7_UNIT 1 | GEN | Tiger Creek Unit 1 | 31 | 31 |  | Pacific Gas & Electric Company | HYDRO | WATER | NP15 |  |  | CISO
Non-Participating | N | Y | TIGRCK_7_UNITS | TIGRCK_7_UNIT 2 | GEN | Tiger Creek Unit 2 | 31 | 31 |  | Pacific Gas & Electric Company | HYDRO | WATER | NP15 |  |  | CISO
Participating Unit | N | Y | TIGRCK_7_UNITS | TIGRCK_7_UNITS | GEN | TIGER CREEK HYDRO AGGREGATE | 62 |  | PGAE | Pacific Gas & Electric Company | HYDRO | WATER | NP15 | 11324 |  | CISO | PGAE
Participating Unit | N | N |  | TKOPWR_6_HYDRO | GEN | Bear Creek Hydroelectric Project | 2.83 | 3.2 | PGAE | Enel Green Power North America, Inc. | HYDRO | WATER | NP15 | 42487 |  | CISO | PGAE
Participating Unit | N | N |  | TMPLTN_2_SOLAR | GEN | Vintner Solar | 1.5 | 1.5 | PGAE | Vintner Solar LLC | PHOTO VOLTAIC | SUN | ZP26 | 41703 |  | CISO | PGAE
Participating Unit | N | N |  | TOADTW_6_UNIT | GEN | TOAD TOWN | 1.5 | 1.5 | PGAE | Pacific Gas & Electric Company | HYDRO | WATER | NP15 | 31413 |  | CISO | PGAE
Participating Unit | N | N |  | TOPAZ_2_SOLAR | GEN | Topaz Solar Farms | 550 | 550 | PGAE | Topaz Solar Farms, LLC | PHOTO VOLTAIC | SUN | ZP26 | 41939 |  | CISO | PGAE
Participating Unit | N | N |  | TORTLA_1_SOLAR | GEN | Longboat Solar | 20 | 20 | SCE | Longboat Solar, LLC | PHOTO VOLTAIC | SUN | SP15 | 42720 |  | CISO | SCE
Participating Unit | N | N |  | TRNQL8_2_AMASR1 | GEN | Tranquillity 8 Amarillo | 20 | 20 | PGAE | Great Valley Solar 4, LLC | PHOTO VOLTAIC | SUN | NP15 | 43095 |  | CISO | PGAE
Participating Unit | N | N |  | TRNQL8_2_AZUSR1 | GEN | Tranquillity 8 Azul | 20 | 20 | PGAE | Great Valley Solar 3, LLC | PHOTO VOLTAIC | SUN | NP15 | 43095 |  | CISO | PGAE
Participating Unit | N | N |  | TRNQL8_2_ROJSR1 | GEN | Tranquillity 8 Rojo | 100 | 100 | PGAE | Great Valley Solar 1, LLC | PHOTO VOLTAIC | SUN | NP15 | 43204 |  | CISO | PGAE
Participating Unit | N | N |  | TRNQL8_2_VERSR1 | GEN | Tranquillity 8 Verde | 60 | 60 | PGAE | Great Valley Solar 2, LLC | PHOTO VOLTAIC | SUN | NP15 | 43207 |  | CISO | PGAE
Participating Unit | N | N |  | TRNQLT_2_SOLAR | GEN | Tranquillity | 200 | 200 | PGAE | RE Tranquillity LLC | PHOTO VOLTAIC | SUN | NP15 | 42579 |  | CISO | PGAE
Participating Unit | N | N |  | TRNSWD_1_QF | GEN | FPL Energy C Wind | 38.97 | 40 | SCE | GPS Cabazon Wind, LLC | WIND | WIND | SP15 | 41995 |  | CISO | SCE
Participating Unit | N | N |  | TULARE_2_TULBM1 | GEN | Tulare BioMAT Fuel Cell | 2.8 | 2.8 | SCE | Central CA Fuel Cell 2, LLC | OTHER | BIOGAS | SP15 | 43819 |  | CISO | SCE
Participating Unit | N | N |  | TULEWD_1_TULWD1 | GEN | Tule Wind | 130.5 | 131.1 | SDGE | Tule Wind LLC | WIND | WIND | SP15 | 43105 |  | CISO | SDGE
Non-Participating | N | Y | TULLCK_7_UNITS | TULLCK_7_UNIT 1 | GEN | TULLOCH Unit 1 | 9.9 | 9.9 |  |  |  |  | NP15 |  |  | CISO
Non-Participating | N | Y | TULLCK_7_UNITS | TULLCK_7_UNIT 2 | GEN | TULLOCH Unit 2 | 9.9 | 9.9 |  |  |  |  | NP15 |  |  | CISO
Non-Participating | N | Y | TULLCK_7_UNITS | TULLCK_7_UNIT 3 | GEN | TULLOCH HYDRO AGGREGATE | 7.2 | 7.2 |  | TRI-DAM PROJECT |  | WATER | NP15 |  |  | CISO
Participating Unit | N | Y | TULLCK_7_UNITS | TULLCK_7_UNITS | GEN | Tullock Hydro | 25.9 |  | PGAE | City of Santa Clara DBA Silicon Valley Power (MSS Agreement - S14) |  | WATER | NP15 | 21186 |  | CISO | NCPA
Participating Unit | N | N |  | TUPMAN_1_BIOGAS | GEN | ABEC Bidart-Stockale #1 | 0.6 | 0.6 | PGAE | ABEC Bidart-Stockdale LLC | RECIPROCATING ENGINE | BIOGAS | ZP26 | 41353 |  | CISO | PGAE
Participating Unit | N | N |  | TWISSL_6_SOLAR | GEN | Nickel 1 ("NLH1") | 1.5 | 1.5 | PGAE | NLH1 Solar, LLC | PHOTO VOLTAIC | SUN | ZP26 | 41240 |  | CISO | PGAE
Participating Unit | N | N |  | TWISSL_6_SOLAR1 | GEN | Coronal Lost Hills | 20 | 20 | PGAE | Coronal Lost Hills, LLC | PHOTO VOLTAIC | SUN | ZP26 | 42139 |  | CISO | PGAE
Participating Unit | N | N |  | TX-ELK_6_ECKSR2 | GEN | Eagle Creek | 3 | 3 | PGAE | Apex Eagle Creek, LLC | PHOTO VOLTAIC | SUN | ZP26 | 43820 |  | CISO | PGAE
Participating Unit | N | N |  | TX-ELK_6_SOLAR1 | GEN | Castor | 1.5 | 1.5 | PGAE | Green Light FIT 1, LLC | PHOTO VOLTAIC | SUN | ZP26 | 42462 |  | CISO | PGAE
Participating Unit | Y | N |  | TXMCKT_6_UNIT | GEN | McKittrick Cogen | 11.2 | 11.2 | PGAE | Chevron USA Inc | COMBUSTION TURBINE | NATURAL GAS | ZP26 | 34608 |  | CISO | PGAE
Participating Unit | N | N |  | UKIAH_7_LAKEMN | GEN | UKIAH LAKE MENDOCINO HYDRO | 3.5 | 3.5 | PGAE | NCPA (MSS Agreement - S14) | HYDRO | WATER | NP15 | 39265 |  | CISO | NCPA
Participating Unit | N | N |  | ULTPCH_1_UNIT 1 | GEN | Pacific Ultrapower Chinese Station | 18 | 25.3 | PGAE | Pacific Ultrapower Chinese Station | STEAM | BIOMASS | NP15 | 42795 |  | CISO | PGAE
Participating Unit | N | N |  | ULTPFR_1_UNIT 1 | GEN | Rio Bravo Fresno | 24.3 | 30.5 | PGAE | Rio Bravo Fresno | STEAM | BIOMASS | NP15 | 42985 |  | CISO | PGAE
Participating Unit | N | N |  | ULTRCK_2_UNIT | GEN | Rio Bravo Rocklin | 24.4 | 28.8 | PGAE | Rio Bravo Rocklin | STEAM | BIOMASS | NP15 | 42985 |  | CISO | PGAE
Participating Unit | Y | N |  | UNCHEM_1_UNIT | GEN | CONTRA COSTA CARBON PLANT | 19 | 20 | PGAE | Phillips 66 Company | STEAM | COAL | NP15 | 30317 |  | CISO | PGAE
Participating Unit | Y | N |  | UNOCAL_1_UNITS | GEN | TOSCO (RODEO PLANT) | 49.85 | 57.3 | PGAE | Pacific Gas & Electric Company | COMBUSTION TURBINE | NATURAL GAS | NP15 | 31918 |  | CISO | PGAE
Participating Unit | N | N |  | UNVRSY_1_UNIT 1 | GEN | Berry Cogen 38 - Unit 1 | 38 | 38 | PGAE | Berry Petroleum Company | COMBUSTION TURBINE | NATURAL GAS | ZP26 | 31413 |  | CISO | PGAE
Participating Unit | N | N |  | USWND2_1_WIND1 | GEN | Golden Hills A | 42.96 | 43 | PGAE | Golden Hills Wind, LLC | WIND | WIND | NP15 | 42356 |  | CISO | PGAE
Participating Unit | N | N |  | USWND2_1_WIND2 | GEN | Golden Hills B | 42.96 | 43 | PGAE | Golden Hills Wind, LLC | WIND | WIND | NP15 | 42361 |  | CISO | PGAE
Participating Unit | N | N |  | USWND2_1_WIND3 | GEN | Golden Hills C | 46 | 46 | PGAE | Golden Hills Interconnection, LLC | WIND | WIND | NP15 | 43048 |  | CISO | PGAE
Participating Unit | N | N |  | USWND4_2_UNIT2 | GEN | Altamont Landfill Gas to Energy | 7.4 | 7.4 | PGAE | WM Renewable Energy, LLC | COMBUSTION TURBINE | BIOGAS | NP15 | 43132 |  | CISO | PGAE
Participating Unit | N | N |  | USWNDR_2_LABWD1 | GEN | LaBrisa Wind Project | 9 | 9 | PGAE | EDF Renewable Windfarm V, Inc | WIND | WIND | NP15 | 43644 |  | CISO | PGAE
Participating Unit | N | N |  | USWNDR_2_SMUD | GEN | SOLANO WIND FARM | 102.18 | 102.2 | PGAE | Sacramento Municipal Utility District | WIND | WIND | NP15 | 34335 |  | CISO | PGAE
Participating Unit | N | N |  | USWNDR_2_SMUD2 | GEN | Solano Wind Project Phase 3 | 127.8 | 128 | PGAE | Sacramento Municipal Utility District | WIND | WIND | NP15 | 41017 |  | CISO | PGAE
Participating Unit | Y | N |  | USWPJR_2_UNITS | GEN | Vasco Wind | 78.2 | 78.2 | PGAE | Vasco Winds, LLC | WIND | WIND | NP15 | 32143 |  | CISO | PGAE
Participating Unit | N | N |  | VACADX_1_NAS | GEN | VACA-DIXON BATTERY | 1.85 | 2.4 | PGAE | Pacific Gas and Electric Company | OTHER | LESR | NP15 | 41523 |  | CISO | PGAE
Participating Unit | N | N |  | VACADX_1_SOLAR | GEN | Vaca-Dixon Solar Station | 2.5 | 2.5 | PGAE | Pacific Gas & Electric Company | PHOTO VOLTAIC | SUN | NP15 | 41523 |  | CISO | PGAE
Participating Unit | N | N |  | VACADX_1_UNITA1 | GEN | CalPeak Power Vaca Dixon Unit 1 | 50.61 | 57 | PGAE | CalPeak Power - Vaca-Dixon LLC | COMBUSTION TURBINE | NATURAL GAS | NP15 | 37428 |  | CISO | PGAE
Participating Unit | N | N |  | VALLEY_5_PERRIS | GEN | MWD Perris Hydroelectric Recovery Plant | 7.94 | 7.9 | SCE | Metropolitan Water District of Southern California | HYDRO | WATER | SP15 | 30317 |  | CISO | SCE
Participating Unit | N | N |  | VALLEY_5_REDMTN | GEN | MWD Red Mountain Hydroelectric Recovery | 5.9 | 5.9 | SCE | Metropolitan Water District of Southern California | HYDRO | WATER | SP15 | 31048 |  | CISO | SCE
Participating Unit | N | N |  | VALLEY_5_SOLAR1 | GEN | Kona Solar - Meridian #1 | 1.49 | 1.5 | SCE | Kona Solar, LLC | PHOTO VOLTAIC | SUN | SP15 | 42107 |  | CISO | SCE
Participating Unit | N | N |  | VALLEY_5_SOLAR2 | GEN | AP North Lake Solar | 20 | 20 | SCE | SUNE DB APNL LLC | PHOTO VOLTAIC | SUN | SP15 | 42227 |  | CISO | SCE
Participating Unit | N | N |  | VALTNE_2_AVASR1 | GEN | Valentine Solar | 100 | 100 | SCE | Valentine Solar, LLC | PHOTO VOLTAIC | SUN | SP15 | 43778 |  | CISO | SCE
Participating Unit | N | N |  | VEAVST_1_SOLAR | GEN | Community Solar | 14.4 | 15 | SCE | Valley Electric Association, Inc. | PHOTO VOLTAIC | SUN | SP15 | 42776 |  | CISO | VEA
Participating Unit | Y | N |  | VEDDER_1_SEKERN | GEN | TEXACO EXPLORATION & PROD (SE KERN RIVER | 34.47 | 39.7 | PGAE | Pacific Gas & Electric Company | COMBUSTION TURBINE | NATURAL GAS | ZP26 | 32539 |  | CISO | PGAE
Participating Unit | N | N |  | VEGA_6_SOLAR1 | GEN | Vega Solar | 20 | 20 | PGAE | Vega Solar, LLC | PHOTO VOLTAIC | SUN | NP15 | 42086 |  | CISO | PGAE
Participating Unit | N | N |  | VERNON_6_GONZL1 | GEN | H. Gonzales Unit #1 | 5.75 | 5.5 | SCE | City of Vernon | COMBUSTION TURBINE | NATURAL GAS | SP15 |  |  | CISO | VERN
Participating Unit | N | N |  | VERNON_6_GONZL2 | GEN | H. Gonzales Unit #2 | 5.75 | 5.5 | SCE | City of Vernon | COMBUSTION TURBINE | NATURAL GAS | SP15 |  |  | CISO | VERN
Participating Unit | N | Y | VERNON_6_MALBRG | VERNON_6_MALBRG | GEN | Malburg Generating Station | 134 |  | SCE | City of Vernon | COMBINED CYCLE | NATURAL GAS | SP15 | 38642 |  | CISO | VERN
Non-Participating |  | Y | VERNON_6_MALBRG | VERNON_7_CTG1 | GEN | VERNON_7_CTG1 | 42 | 42 |  |  |  |  | SP15 |  |  | CISO
Non-Participating |  | Y | VERNON_6_MALBRG | VERNON_7_CTG2 | GEN | VERNON_7_CTG2 | 42 | 42 |  |  |  |  | SP15 |  |  | CISO
Non-Participating |  | Y | VERNON_6_MALBRG | VERNON_7_STG3 | GEN | VERNON_7_STG3 | 50 | 50 |  |  |  |  | SP15 |  |  | CISO
Participating Unit | N | Y | VESTAL_2_KERN | VESTAL_2_KERN | GEN | KERN RIVER PH 3 UNITS 1 & 2 AGGREGATE | 36.8 |  | SCE | Southern California Edison Company | HYDRO | WATER | SP15 | 2558 |  | CISO | SCE
Participating Unit | N | N |  | VESTAL_2_RTS042 | GEN | SPVP042 Porterville Solar | 5 | 5 | SCE | Southern California Edison | PHOTO VOLTAIC | SUN | SP15 | 41237 |  | CISO | SCE
Participating Unit | N | N |  | VESTAL_2_SOLAR1 | GEN | NICOLIS | 20 | 20 | SCE | Nicolis, LLC | PHOTO VOLTAIC | SUN | SP15 | 42628 |  | CISO | SCE
Participating Unit | N | N |  | VESTAL_2_SOLAR2 | GEN | TROPICO | 14 | 14 | SCE | Tropico, LLC | PHOTO VOLTAIC | SUN | SP15 | 42627 |  | CISO | SCE
Participating Unit | N | N |  | VESTAL_2_UNIT1 | GEN | CALGREN-PIXLEY | 5 | 11.2 | SCE | GFP Ethanol LLC | COMBUSTION TURBINE | NATURAL GAS | SP15 | 42551 |  | CISO | SCE
Participating Unit | N | N |  | VESTAL_2_WELLHD | GEN | Wellhead Power Delano | 49 | 49.5 | SCE | Delano Energy Center, LLC | COMBUSTION TURBINE | NATURAL GAS | SP15 | 41290 |  | CISO | SCE
Non-Participating | N | Y | VESTAL_2_KERN | VESTAL_6_KERNU1 | GEN | KERN RIVER PH 3 UNITS 1 | 20.5 | 20.5 |  | Kings River Conservation District | COMBUSTION TURBINE | NATURAL GAS | SP15 |  |  | CISO
Non-Participating | N | Y | VESTAL_2_KERN | VESTAL_6_KERNU2 | GEN | KERN RIVER PH 3 UNITS 2 | 19.7 | 19.7 |  | Kings River Conservation District | COMBUSTION TURBINE | NATURAL GAS | SP15 |  |  | CISO
Participating Unit | Y | N |  | VESTAL_6_QF | GEN | VESTAL QFS | 11.95 | 20 | SCE | Southern California Edison Company | HYDRO | WATER | SP15 | 32509 |  | CISO | SCE
Participating Unit | N | N |  | VICTOR_1_EXSLRA | GEN | Expressway Solar A | 2 | 2 | SCE | FTS Master Tenant 1, LLC | PHOTO VOLTAIC | SUN | SP15 | 41766 |  | CISO | SCE
Participating Unit | N | N |  | VICTOR_1_EXSLRB | GEN | Expressway Solar B | 2 | 2 | SCE | FTS Master Tenant 1, LLC | PHOTO VOLTAIC | SUN | SP15 | 41766 |  | CISO | SCE
Participating Unit | N | N |  | VICTOR_1_LVSLR1 | GEN | Lone Valley Solar Park 1 | 10 | 10 | SCE | Lone Valley Solar Park I LLC | PHOTO VOLTAIC | SUN | SP15 | 41962 |  | CISO | SCE
Participating Unit | N | N |  | VICTOR_1_LVSLR2 | GEN | Lone Valley Solar Park 2 | 20 | 20 | SCE | Lone Valley Solar Park II LLC | PHOTO VOLTAIC | SUN | SP15 | 41965 |  | CISO | SCE
Participating Unit | N | N |  | VICTOR_1_SLRHES | GEN | Sunedison - Hesperia | 1.5 | 1.5 | SCE | SunEdison Utility Solutions, LLC | PHOTO VOLTAIC | SUN | SP15 | 41859 |  | CISO | SCE
Participating Unit | N | N |  | VICTOR_1_SOLAR1 | GEN | Victor Phelan Solar One | 17.5 | 17.5 | SCE | RE Victor Phelan Solar One LLC | PHOTO VOLTAIC | SUN | SP15 | 41596 |  | CISO | SCE
Participating Unit | N | N |  | VICTOR_1_SOLAR2 | GEN | Alamo Solar | 20 | 20 | SCE | Alamo Solar, LLC | PHOTO VOLTAIC | SUN | SP15 | 42139 |  | CISO | SCE
Participating Unit | N | N |  | VICTOR_1_SOLAR3 | GEN | Adelanto Solar 2 | 7 | 7 | SCE | Adelanto Solar II, LLC | PHOTO VOLTAIC | SUN | SP15 | 42186 |  | CISO | SCE
Participating Unit | N | N |  | VICTOR_1_SOLAR4 | GEN | Adelanto Solar | 20 | 20 | SCE | Adelanto Solar, LLC | PHOTO VOLTAIC | SUN | SP15 | 42250 |  | CISO | SCE
Participating Unit | N | N |  | VICTOR_1_VDRYFA | GEN | Victor Dry Farm Ranch A | 5 | 5 | SCE | Victor Dry Farm Ranch A LLC | PHOTO VOLTAIC | SUN | SP15 | 42167 |  | CISO | SCE
Participating Unit | N | N |  | VICTOR_1_VDRYFB | GEN | Victor Dry Farm Ranch B | 5 | 5 | SCE | Victor Dry Farm Ranch B LLC | PHOTO VOLTAIC | SUN | SP15 | 42167 |  | CISO | SCE
Participating Unit | N | N |  | VILLPK_2_VALLYV | GEN | MWD Valley View Hydroelectric Recovery P | 4.1 | 4.1 | SCE | Metropolitan Water District of Southern California | HYDRO | WATER | SP15 | 31048 |  | CISO | SCE
Participating Unit | N | N |  | VILLPK_6_MWDYOR | GEN | Yorba Linda Hydroelectric Recovery Plant | 5.1 | 5.1 | SCE | Metropolitan Water District of Southern California (MWD) | HYDRO | WATER | SP15 | 29587 |  | CISO | SCE
Participating Unit | N | N |  | VINCNT_2_WESTWD | GEN | Oasis Power Plant | 59 | 60 | SCE | Oasis Power Partners, LLC | WIND | WIND | SP15 | 38442 |  | CISO | SCE
Participating Unit | N | N |  | VISTA_2_FCELL | GEN | CSUSB fuel cell | 1.4 | 1.4 | SCE | Southern California Edison | OTHER | NATURAL GAS | SP15 | 41530 |  | CISO | SCE
Participating Unit | N | N |  | VISTA_2_RIALTO | GEN | Rialto RT Solar | 1 | 2 | SCE | Southern California Edison Company | PHOTO VOLTAIC | SUN | SP15 | 40603 |  | CISO | SCE
Participating Unit | N | N |  | VISTA_2_RTS028 | GEN | SPVP028 | 3.5 | 3.5 | SCE | Southern California Edison | PHOTO VOLTAIC | SUN | SP15 | 41494 |  | CISO | SCE
Participating Unit | Y | N |  | VISTA_6_QF | GEN | VISTA QFS | 0.18 | 0.6 | SCE | Southern California Edison Company | OTHER | OTHER | SP15 | 30317 |  | CISO | SCE
Participating Unit | N | N |  | VLCNTR_6_VCSLR | GEN | Cole Grade | 2.33 | 2.4 | SDGE | NLP Valley Center Solar, LLC | PHOTO VOLTAIC | SUN | SP15 | 42711 |  | CISO | SDGE
Participating Unit | N | N |  | VLCNTR_6_VCSLR1 | GEN | Valley Center 1 | 2.5 | 2.5 | SDGE | Sol Orchard San Diego 22, LLC | PHOTO VOLTAIC | SUN | SP15 | 41639 |  | CISO | SDGE
Participating Unit | N | N |  | VLCNTR_6_VCSLR2 | GEN | Valley Center 2 | 5 | 5 | SDGE | Sol Orchard San Diego 23, LLC | PHOTO VOLTAIC | SUN | SP15 | 41639 |  | CISO | SDGE
Participating Unit | Y | N |  | VLYHOM_7_SSJID | GEN | Woodward Power Plant | 3 | 5 | PGAE | South San Joaquin Irrigation District | HYDRO | WATER | NP15 | 41365 |  | CISO | PGAE
Participating Unit | N | N |  | VOLTA_2_UNIT 1 | GEN | VOLTA HYDRO UNIT 1 | 9.1 | 9.1 | PGAE | Pacific Gas & Electric Company | HYDRO | WATER | NP15 | 29221 |  | CISO | PGAE
Participating Unit | N | N |  | VOLTA_2_UNIT 2 | GEN | Volta Hydro Unit 2 | 1 | 1 | PGAE | Pacific Gas & Electric Company | HYDRO | WATER | NP15 | 29587 |  | CISO | PGAE
Participating Unit | N | N |  | VOLTA_6_BAILCK | GEN | Bailey Creek Ranch | 0.63 | 0.6 | PGAE | Bailey Creek Hydroelectric, Inc. | HYDRO | WATER | NP15 | 30097 |  | CISO | PGAE
Participating Unit | N | N |  | VOLTA_6_DIGHYD | GEN | Digger Creek Ranch Hydro | 0.6 | 0.6 | PGAE | Kenneth E. Link | HYDRO | WATER | NP15 | 41822 |  | CISO | PGAE
Participating Unit | N | N |  | VOLTA_7_PONHY1 | GEN | VOLTA_7_PONHY1 | 1.25 | 1.25 | PGAE | Snow Mountain Hydro, LLC | HYDRO | WATER | NP15 | 43910 |  | CISO | PGAE
Participating Unit | Y | N |  | VOLTA_7_QFUNTS | GEN | VOLTA_7_QFUNTS | 0.15 | 2.3 | PGAE | Pacific Gas & Electric Company | HYDRO | WATER | NP15 | 39142 |  | CISO | PGAE
Participating Unit | N | N |  | VOYAGR_2_VOYWD1 | GEN | Voyager 1 | 131.1 | 131.1 | SCE | Alta Interconnection Management III, LLC | WIND | WIND | SP15 | 43829 |  | CISO | SCE
Participating Unit | N | N |  | VOYAGR_2_VOYWD2 | GEN | Voyager Wind 2 | 128.7 | 128.7 | SCE | Alta Interconnection Management III, LLC | WIND | WIND | SP15 | 43453 |  | CISO | SCE
Participating Unit | N | N |  | VOYAGR_2_VOYWD3 | GEN | Voyager Wind 3 | 43.2 | 43.2 | SCE | Alta Interconnection Management III, LLC | WIND | WIND | SP15 | 43463 |  | CISO | SCE
Participating Unit | N | N |  | VOYAGR_2_VOYWD4 | GEN | Voyager Wind 4 | 21.6 | 21.6 | SCE | Alta Interconnection Management III, LLC | WIND | WIND | SP15 | 43463 |  | CISO | SCE
Participating Unit | N | N |  | VSTAES_6_VESBT1 | GEN | Vista Energy Storage | 40 | 40 | SDGE | Vista Energy Storage, LLC | OTHER | LESR | SP15 | 43277 |  | CISO | SDGE
Participating Unit | Y | N |  | WADHAM_6_UNIT | GEN | Wadham Energy LP | 29.07 | 32 | PGAE | Wadham Energy LP | STEAM | WASTE TO POWER | NP15 | 32591 |  | CISO | PGAE
Participating Unit | N | N |  | WALCRK_2_CTG1 | GEN | Walnut Creek Energy Park Unit 1 | 96.43 | 102.5 | SCE | Walnut Creek Energy, LLC | COMBUSTION TURBINE | NATURAL GAS | SP15 | 41354 |  | CISO | SCE
Participating Unit | N | N |  | WALCRK_2_CTG2 | GEN | Walnut Creek Energy Park Unit 2 | 96.91 | 102.5 | SCE | Walnut Creek Energy, LLC | COMBUSTION TURBINE | NATURAL GAS | SP15 | 41354 |  | CISO | SCE
Participating Unit | N | N |  | WALCRK_2_CTG3 | GEN | Walnut Creek Energy Park Unit 3 | 96.65 | 102.5 | SCE | Walnut Creek Energy, LLC | COMBUSTION TURBINE | NATURAL GAS | SP15 | 41354 |  | CISO | SCE
Participating Unit | N | N |  | WALCRK_2_CTG4 | GEN | Walnut Creek Energy Park Unit 4 | 96.49 | 102.5 | SCE | Walnut Creek Energy, LLC | COMBUSTION TURBINE | NATURAL GAS | SP15 | 41362 |  | CISO | SCE
Participating Unit | N | N |  | WALCRK_2_CTG5 | GEN | Walnut Creek Energy Park Unit 5 | 96.65 | 102.5 | SCE | Walnut Creek Energy, LLC | COMBUSTION TURBINE | NATURAL GAS | SP15 | 41394 |  | CISO | SCE
Participating Unit | N | N |  | WALNUT_2_SOLAR | GEN | Industry MetroLink PV 1 | 1.5 | 1.6 | SCE | City of Industry | PHOTO VOLTAIC | SUN | SP15 | 41002 |  | CISO | SCE
Participating Unit | Y | N |  | WALNUT_6_HILLGEN | GEN | Puente Hills | 47 | 50 | SCE | County Sanitation District No. 2 of Los Angeles County | OTHER | BIOGAS | SP15 | 42887 |  | CISO | SCE
Participating Unit | Y | N |  | WALNUT_7_WCOVST | GEN | MM West Covina - ST Unit | 6.5 | 6.5 | SCE | MM West Covina LLC | STEAM | BIOGAS | SP15 | 35343 |  | CISO | SCE
Participating Unit | N | Y | WARNE_2_UNIT | WARNE_2_UNIT | GEN | WARNE HYDRO AGGREGATE | 76 |  | SCE | California Dept. of Water Resources | HYDRO | WATER | SP15 | 29952 |  | CISO | CWRS
Non-Participating | N | Y | WARNE_2_UNIT | WARNE_2_UNIT 1 | GEN | WARNE HYDRO UNIT 1 | 39.1 | 39.1 |  | California Dept. of Water Resources | HYDRO | WATER | SP15 |  |  | CISO
Non-Participating | N | Y | WARNE_2_UNIT | WARNE_2_UNIT 2 | GEN | WARNE HYDRO UNIT 2 | 39.1 | 39.1 |  | California Dept. of Water Resources | HYDRO | WATER | SP15 |  |  | CISO
Participating Unit | N | N |  | WAUKNA_1_SOLAR | GEN | Corcoran Solar | 20 | 20 | PGAE | CED Corcoran Solar, LLC | PHOTO VOLTAIC | SUN | NP15 | 41500 |  | CISO | PGAE
Participating Unit | N | N |  | WAUKNA_1_SOLAR2 | GEN | Corcoran 2 | 19.75 | 19.8 | PGAE | CED Corcoran Solar 2, LLC | PHOTO VOLTAIC | SUN | NP15 | 42129 |  | CISO | PGAE
Participating Unit | N | N |  | WDLEAF_7_UNIT 1 | GEN | WOODLEAF HYDRO | 60 | 60 | PGAE | South Feather Water and Power | HYDRO | WATER | NP15 | 23012 |  | CISO | PGAE
Participating Unit | N | N |  | WEBER_6_FORWRD | GEN | Forward | 4.2 | 4.3 | PGAE | Ameresco Forward LLC | RECIPROCATING ENGINE | BIOGAS | NP15 | 41675 |  | CISO | PGAE
Participating Unit | N | N |  | WESTPT_2_UNIT | GEN | West Point Hydro Plant | 14 | 14 | PGAE | Pacific Gas & Electric Company | HYDRO | WATER | NP15 | 17533 |  | CISO | PGAE
Participating Unit | N | N |  | WFRESN_1_SOLAR | GEN | Joya Del Sol | 1.5 | 1.5 | PGAE | GASNA 16P, LLC | PHOTO VOLTAIC | SUN | NP15 | 41264 |  | CISO | PGAE
Participating Unit | N | N |  | WHEATL_6_LNDFIL | GEN | G2 ENERGY, OSTROM ROAD LLC | 3.55 | 3.55 | PGAE | G2 Energy, Ostrom Road LLC | RECIPROCATING ENGINE | BIOGAS | NP15 | 41518 |  | CISO | PGAE
Non-Participating | N | Y | CDWR07_2_GEN | WHELPP_2_NSPIN | GEN | WHELPP_2_NSPIN | 112.5 | 112.5 |  |  | PUMP | OTHER | ZP26 |  |  | CISO
Participating Unit | N | N |  | WHITNY_6_SOLAR | GEN | Whitney Point Solar | 20 | 22 | PGAE | Whitney Point Solar, LLC | PHOTO VOLTAIC | SUN | NP15 | 42840 |  | CISO | PGAE
Participating Unit | N | N |  | WHTWTR_1_WINDA1 | GEN | Whitewater Hill Wind Project | 61.5 | 61.5 | SCE | Whitewater Hill Wind Partners, LLC | WIND | WIND | SP15 | 37499 |  | CISO | SCE
Participating Unit | N | N |  | WISE_1_UNIT 1 | GEN | Wise Hydro Unit 1 | 14.5 | 14.5 | PGAE | Pacific Gas & Electric Company | HYDRO | WATER | NP15 | 6211 |  | CISO | PGAE
Participating Unit | N | N |  | WISE_1_UNIT 2 | GEN | WISE HYDRO UNIT 2 | 3.2 | 3.2 | PGAE | Pacific Gas & Electric Company | HYDRO | WATER | NP15 | 31413 |  | CISO | PGAE
Non-Participating | N | Y | WISHON_6_UNITS | WISHON_6_UNIT 1 | GEN | WISHON HYDRO UNIT 1 | 5.6 | 5.6 |  | Pacific Gas & Electric Company | HYDRO | WATER | NP15 |  |  | CISO
Non-Participating | N | Y | WISHON_6_UNITS | WISHON_6_UNIT 2 | GEN | WISHON HYDRO UNIT 2 | 5.6 | 5.6 |  | Pacific Gas & Electric Company | HYDRO | WATER | NP15 |  |  | CISO
Non-Participating | N | Y | WISHON_6_UNITS | WISHON_6_UNIT 3 | GEN | WISHON HYDRO UNIT 3 | 5.6 | 5.6 |  | Pacific Gas & Electric Company | HYDRO | WATER | NP15 |  |  | CISO
Non-Participating | N | Y | WISHON_6_UNITS | WISHON_6_UNIT 4 | GEN | WISHON HYDRO UNIT 4 | 5.6 | 5.6 |  | Pacific Gas & Electric Company | HYDRO | WATER | NP15 |  |  | CISO
Participating Unit | N | Y | WISHON_6_UNITS | WISHON_6_UNITS | GEN | Wishon/San Joaquin #1-A AGGREGATE | 18.4 |  | PGAE | Pacific Gas & Electric Company | HYDRO | WATER | NP15 | 3654 |  | CISO | PGAE
Participating Unit | N | N |  | WISTRA_2_WRSSR1 | GEN | Wistaria Ranch Solar | 100 | 100 | SDGE | CED Wistaria Solar, LLC | PHOTO VOLTAIC | SUN | SP15 | 43410 |  | CISO | SDGE
Participating Unit | N | N |  | WLDWD_1_SOLAR1 | GEN | Wildwood Solar I | 20 | 20 | PGAE | Wildwood Solar I, LLC | PHOTO VOLTAIC | SUN | ZP26 | 42054 |  | CISO | PGAE
Participating Unit | N | N |  | WLDWD_1_SOLAR2 | GEN | Wildwood Solar 2 | 15 | 15 | PGAE | Wildwood Solar II, LLC | PHOTO VOLTAIC | SUN | ZP26 | 42746 |  | CISO | PGAE
Non-Participating | N | Y | CDWR07_2_GEN | WNDGPP_2_NSPIN | GEN | WNDGPP_2_NSPIN | 239.1 | 239.1 |  |  | PUMP | OTHER | ZP26 |  |  | CISO
Participating Unit | N | N |  | WNDMAS_2_UNIT 1 | GEN | BUENA VISTA ENERGY, LLC | 38 | 36 | PGAE | Buena Vista Energy, LLC | WIND | WIND | NP15 | 30674 |  | CISO | PGAE
Participating Unit | N | Y | WNDSTR_2_WIND | WNDSTR_2_WIND | GEN | Windstar | 120 |  | SCE | Windstar Energy, LLC | WIND | WIND | SP15 | 40936 |  | CISO | SCE
Non-Participating | N | Y | WNDSTR_2_WIND | WNDSTR_2_WIND1 | GEN | Windstar Wind Farm | 60 | 60 |  | Windstar Energy LLC | WIND | WIND | SP15 |  |  | CISO
Non-Participating | N | Y | WNDSTR_2_WIND | WNDSTR_2_WIND2 | GEN | Windstar Wind Farm | 60 | 60 |  | Windstar Energy LLC | WIND | WIND | SP15 |  |  | CISO
Participating Unit | N | N |  | WOLFSK_1_UNITA1 | GEN | Wolfskill Energy Center | 46.9 | 49.9 | PGAE | Gilroy Energy Center, LLC | COMBUSTION TURBINE | NATURAL GAS | NP15 | 37702 |  | CISO | PGAE
Participating Unit | N | N |  | WOODWR_1_HYDRO | GEN | Quinten Luallen | 7.3 | 7.3 | PGAE | Friant Power Authority | HYDRO | WATER | NP15 | 42900 |  | CISO | PGAE
Participating Unit | Y | N |  | WRGHTP_7_AMENGY | GEN | SMALL QF AGGREGATION - LOS BANOS | 2.5 | 2.5 | PGAE | Pacific Gas & Electric Company | HYDRO | WATER | NP15 | 31444 |  | CISO | PGAE
Participating Unit | N | N |  | WRGTSR_2_WSFSR1 | GEN | Wright Solar Freeman | 200 | 200 | PGAE | Wright Solar Park LLC | PHOTO VOLTAIC | SUN | NP15 | 43830 |  | CISO | PGAE
Participating Unit | Y | N |  | WSENGY_1_UNIT 1 | GEN | Wheelabrator Shasta | 50 | 50 | PGAE | Wheelabrator Shasta Energy Company Inc. | STEAM | BIOMASS | NP15 | 43070 |  | CISO | PGAE
Participating Unit | N | N |  | WSNR_2_CVPDYN | TG | Central Valley 1 | 10 |  | PGAE | CTW230 | HYDRO | WATER | NP15 | 42942 |  | BANCWAMI | PGAE
Participating Unit | N | N |  | WSNR_2_TESLADYN | TG | Central Valley Tesla | 10 |  | PGAE | TESLA230 | HYDRO | WATER | NP15 | 43082 |  | BANCWAMI | PGAE
Participating Unit | N | N |  | WSNR_5_TRCYDYN | TG | Central Valley Tracy | 10 |  | PGAE | TRCYPGAE | HYDRO | WATER | NP15 | 43082 |  | BANCWAMI | PGAE
Participating Unit | N | N |  | WSTWND_2_M89WD1 | GEN | Mojave 89 | 82.65 | 88.5 | SCE | Mojave 16/17/18, LLC | OTHER | LESR | SP15 | 44047 |  | CISO | SCE
Participating Unit | N | N |  | WSTWND_2_M90WD2 | GEN | Mojave 90 | 64.82 | 75 | SCE | Mojave 3/4/5, LLC | OTHER | LESR | SP15 | 43984 |  | CISO | SCE
Participating Unit | Y | N |  | YUBACT_1_SUNSWT | GEN | YUBA CITY COGEN | 49.97 | 49 | PGAE | Yuba City Cogeneration Partners, L.P. | COMBUSTION TURBINE | NATURAL GAS | NP15 | 33234 |  | CISO | PGAE
Participating Unit | N | N |  | YUBACT_6_UNITA1 | GEN | Yuba City Energy Center (Calpine) | 47.6 | 49.9 | PGAE | Gilroy Energy Center, LLC | COMBUSTION TURBINE | NATURAL GAS | NP15 | 37463 |  | CISO | PGAE
Participating Unit | N | N |  | ZOND_6_UNIT | GEN | ZOND WINDSYSTEMS INC. | 17.1 | 24.1 | PGAE | Rooney Ranch Wind, LLC | WIND | WIND | NP15 | 31411 |  | CISO | PGAE

## NQC
Resource ID | Local Area | Generator Name | JAN | FEB | MAR | APR | MAY | JUN | JUL | AUG | SEP | OCT | NOV | DEC | Dispatchable | Path Designation | Deliverability Status | Deliverability MW | Comments
7STDRD_1_SOLAR1 | Kern | Shafter Solar | 0.8 | 0.6 | 3.6 | 3 | 3.2 | 6.2 | 7.8 | 5.4 | 2.8 | 0.4 | 0.4 | 0 | N | North | FC
ACACIA_6_SOLAR | Big Creek-Ventura | West Antelope Solar | 0.8 | 0.6 | 3.6 | 3 | 3.2 | 6.2 | 7.8 | 5.4 | 2.8 | 0.4 | 0.4 | 0 | N | South | FC
ADERA_1_SOLAR1 | Fresno | Adera Solar | 0 | 0 | 0 | 0 | 0 | 0 | 0 | 0 | 0 | 0 | 0 | 0 | N | North | EO
ADLIN_1_UNITS | NCNB | GEYSERS AIDLIN AGGREGATE | 16 | 16 | 16 | 16 | 16 | 16 | 16 | 16 | 16 | 16 | 16 | 16 | Y | North | FC
ADMEST_6_SOLAR | Fresno | Adams East | 0 | 0 | 0 | 0 | 0 | 0 | 0 | 0 | 0 | 0 | 0 | 0 | N | North | EO
ADOBEE_1_SOLAR | Kern | Adobe Solar | 0.8 | 0.6 | 3.6 | 3 | 3.2 | 6.2 | 7.8 | 5.4 | 2.8 | 0.4 | 0.4 | 0 | N | North | FC
AGRICO_6_PL3N5 | Fresno | Fresno Peaker | 22.69 | 22.69 | 22.69 | 22.69 | 22.69 | 22.69 | 22.69 | 22.69 | 22.69 | 22.69 | 22.69 | 22.69 | Y | North | FC
AGRICO_7_UNIT | Fresno | Fresno Cogen | 50.6 | 50.6 | 50.6 | 50.6 | 50.6 | 50.6 | 50.6 | 50.6 | 50.6 | 50.6 | 50.6 | 50.6 | Y | North | FC
AGUCAL_5_SOLAR1 | CAISO System | Agua Caliente Solar | 0 | 0 | 0 | 0 | 0 | 0 | 0 | 0 | 0 | 0 | 0 | 0 | N | South | EO
ALAMIT_2_PL1X3 | LA Basin | Alamitos Energy Center Unit 7 |  |  |  | 674.7 | 674.7 | 674.7 | 674.7 | 674.7 | 674.7 | 674.7 | 674.7 | 674.7 | Y | South | FC
ALAMIT_7_UNIT 1 | LA Basin | ALAMITOS GEN STA. UNIT 1 | 174.56 | 174.56 | 174.56 | 174.56 | 174.56 | 174.56 | 174.56 | 174.56 | 174.56 | 174.56 | 174.56 | 174.56 | Y | South | FC
ALAMIT_7_UNIT 2 | LA Basin | ALAMITOS GEN STA. UNIT 2 | 175 | 175 | 175 | 175 | 175 | 175 | 175 | 175 | 175 | 175 | 175 | 175 | Y | South | FC
ALAMIT_7_UNIT 3 | LA Basin | ALAMITOS GEN STA. UNIT 3 | 332.18 | 332.18 | 332.18 | 332.18 | 332.18 | 332.18 | 332.18 | 332.18 | 332.18 | 332.18 | 332.18 | 332.18 | Y | South | FC
ALAMIT_7_UNIT 4 | LA Basin | ALAMITOS GEN STA. UNIT 4 | 335.67 | 335.67 | 335.67 | 335.67 | 335.67 | 335.67 | 335.67 | 335.67 | 335.67 | 335.67 | 335.67 | 335.67 | Y | South | FC
ALAMIT_7_UNIT 5 | LA Basin | ALAMITOS GEN STA. UNIT 5 | 497.97 | 497.97 | 497.97 | 497.97 | 497.97 | 497.97 | 497.97 | 497.97 | 497.97 | 497.97 | 497.97 | 497.97 | Y | South | FC
ALAMIT_7_UNIT 6 | LA Basin | ALAMITOS GEN STA. UNIT 6 | 495 | 495 | 495 | 495 | 495 | 495 | 495 | 495 | 495 | 495 | 495 | 495 | Y | South | FC
ALAMO_6_UNIT | Big Creek-Ventura | ALAMO POWER PLANT | 14 | 14 | 14 | 11.09 | 14 | 14 | 14 | 13.87 | 11.05 | 12.73 | 14 | 13.6 | Y | South | FC
ALLGNY_6_HYDRO1 | Sierra | Salmon Creek Hydroelectric Project | 0.37 | 0.48 | 0.46 | 0.51 | 0.47 | 0.31 | 0.15 | 0.03 | 0 | 0.06 | 0.26 | 0.23 | N | North | FC
ALMEGT_1_UNIT 1 | Bay Area | ALAMEDA GT UNIT 1 | 23.4 | 23.4 | 23.4 | 23.4 | 23.4 | 23.4 | 23.4 | 23.4 | 23.4 | 23.4 | 23.4 | 23.4 | Y | North | FC
ALMEGT_1_UNIT 2 | Bay Area | ALAMEDA GT UNIT 2 | 23.5 | 23.5 | 23.5 | 23.5 | 23.5 | 23.5 | 23.5 | 23.5 | 23.5 | 23.5 | 23.5 | 23.5 | Y | North | FC
ALPSLR_1_NTHSLR | CAISO System | Alpaugh North, LLC | 0.8 | 0.6 | 3.6 | 3 | 3.2 | 6.2 | 7.8 | 5.4 | 2.8 | 0.4 | 0.4 | 0 | N | North | FC
ALPSLR_1_SPSSLR | CAISO System | Alpaugh 50 LLC | 2 | 1.5 | 9 | 7.5 | 8 | 15.5 | 19.5 | 13.5 | 7 | 1 | 1 | 0 | N | North | FC
ALT6DN_2_WIND7 | CAISO System | Pinyon Pines 1 | 23.52 | 20.16 | 47.04 | 42 | 42 | 55.44 | 38.64 | 35.28 | 25.2 | 13.44 | 20.16 | 21.84 | N | South | FC
ALT6DS_2_WIND9 | CAISO System | Pinyon Pines 2 | 18.48 | 15.84 | 36.96 | 33 | 33 | 43.56 | 30.36 | 27.72 | 19.8 | 10.56 | 15.84 | 17.16 | N | South | FC
ALTA3A_2_CPCE4 | CAISO System | Alta Wind 4 | 14.28 | 12.24 | 28.56 | 25.5 | 25.5 | 33.66 | 23.46 | 21.42 | 15.3 | 8.16 | 12.24 | 13.26 | N | South | FC
ALTA3A_2_CPCE5 | CAISO System | Alta Wind 5 | 23.52 | 20.16 | 47.04 | 42 | 42 | 55.44 | 38.64 | 35.28 | 25.2 | 13.44 | 20.16 | 21.84 | N | South | FC
ALTA3A_2_CPCE8 | CAISO System | Alta Wind 8 | 21 | 18 | 42 | 37.5 | 37.5 | 49.5 | 34.5 | 31.5 | 22.5 | 12 | 18 | 19.5 | N | South | FC
ALTA4A_2_CPCW1 | CAISO System | Alta Wind 1 | 21 | 18 | 42 | 37.5 | 37.5 | 49.5 | 34.5 | 31.5 | 22.5 | 12 | 18 | 19.5 | N | South | FC
ALTA4B_2_CPCW2 | CAISO System | Alta Wind 2 | 21 | 18 | 42 | 37.5 | 37.5 | 49.5 | 34.5 | 31.5 | 22.5 | 12 | 18 | 19.5 | N | South | FC
ALTA4B_2_CPCW3 | CAISO System | Alta Wind 3 | 21 | 18 | 42 | 37.5 | 37.5 | 49.5 | 34.5 | 31.5 | 22.5 | 12 | 18 | 19.5 | N | South | FC
ALTA4B_2_CPCW6 | CAISO System | Mustang Hills | 21 | 18 | 42 | 37.5 | 37.5 | 49.5 | 34.5 | 31.5 | 22.5 | 12 | 18 | 19.5 | N | South | FC
ALTA6B_2_WIND11 | CAISO System | Alta Wind 11 | 12.6 | 10.8 | 25.2 | 22.5 | 22.5 | 29.7 | 20.7 | 18.9 | 13.5 | 7.2 | 10.8 | 11.7 | N | South | FC
ALTA6E_2_WIND10 | CAISO System | Alta Wind 10 | 19.32 | 16.56 | 38.64 | 34.5 | 34.5 | 45.54 | 31.74 | 28.98 | 20.7 | 11.04 | 16.56 | 17.94 | N | South | FC
ALTWD_1_QF | LA Basin | Altwind | 4.04 | 3.46 | 8.08 | 7.21 | 7.21 | 9.52 | 6.63 | 6.06 | 4.33 | 2.31 | 3.46 | 3.75 | N | South | FC
ANAHM_2_CANYN1 | LA Basin | CANYON POWER PLANT UNIT 1 | 49.4 | 49.4 | 49.4 | 49.4 | 49.4 | 49.4 | 49.4 | 49.4 | 49.4 | 49.4 | 49.4 | 49.4 | Y | South | FC
ANAHM_2_CANYN2 | LA Basin | CANYON POWER PLANT UNIT 2 | 48 | 48 | 48 | 48 | 48 | 48 | 48 | 48 | 48 | 48 | 48 | 48 | Y | South | FC
ANAHM_2_CANYN3 | LA Basin | CANYON POWER PLANT UNIT 3 | 48 | 48 | 48 | 48 | 48 | 48 | 48 | 48 | 48 | 48 | 48 | 48 | Y | South | FC
ANAHM_2_CANYN4 | LA Basin | CANYON POWER PLANT UNIT 4 | 49.4 | 49.4 | 49.4 | 49.4 | 49.4 | 49.4 | 49.4 | 49.4 | 49.4 | 49.4 | 49.4 | 49.4 | Y | South | FC
ANAHM_7_CT | LA Basin | ANAHEIM COMBUSTION TURBINE | 42.81 | 42.81 | 42.81 | 42.81 | 42.81 | 40.64 | 40.64 | 40.64 | 40.64 | 40.64 | 42.81 | 42.81 | Y | South | FC
ANTLPE_2_QF | CAISO System | ANTELOPE QFS | 0.56 | 0.48 | 1.12 | 1 | 1 | 1.32 | 0.92 | 0.84 | 0.6 | 0.32 | 0.48 | 0.52 | N | South | FC
APLHIL_1_SLABCK | Sierra | SLAB CREEK HYDRO | 0 | 0 | 0 | 0 | 0 | 0 | 0 | 0 | 0 | 0 | 0 | 0 | Y | North | EO
ARBWD_6_QF | CAISO System | Wind Resource II | 2.79 | 2.39 | 5.59 | 4.99 | 4.99 | 6.58 | 4.59 | 4.19 | 2.99 | 1.6 | 2.39 | 2.59 | N | South | FC
ARCOGN_2_UNITS | LA Basin | WATSON COGENERATION | 257.15 | 281.64 | 265.42 | 238.77 | 248.6 | 264.57 | 258.69 | 259.89 | 256.73 | 182.26 | 234.28 | 265.85 | N | South | FC
ARVINN_6_ORION1 | CAISO System | Orion 1 Solar | 0.48 | 0.36 | 2.16 | 1.8 | 1.92 | 3.72 | 4.68 | 3.24 | 1.68 | 0.24 | 0.24 | 0 | N | North | FC
ARVINN_6_ORION2 | CAISO System | Orion 2 Solar | 0.32 | 0.24 | 1.44 | 1.2 | 1.28 | 2.48 | 3.12 | 2.16 | 1.12 | 0.16 | 0.16 | 0 | N | North | FC
ASTORA_2_SOLAR1 | CAISO System | Astoria 1 | 4 | 3 | 18 | 15 | 16 | 31 | 39 | 27 | 14 | 2 | 2 | 0 | N | South | FC
ASTORA_2_SOLAR2 | CAISO System | Astoria 2 | 3 | 2.25 | 13.5 | 11.25 | 12 | 23.25 | 29.25 | 20.25 | 10.5 | 1.5 | 1.5 | 0 | N | South | FC
ATWEL2_1_SOLAR1 | CAISO System | Atwell West | 0.8 | 0.6 | 3.6 | 3 | 3.2 | 6.2 | 7.8 | 5.4 | 2.8 | 0.4 | 0.4 | 0 | N | North | FC
ATWELL_1_SOLAR | CAISO System | Atwell Island PV Solar Generating Faci. | 0.8 | 0.6 | 3.6 | 3 | 3.2 | 6.2 | 7.8 | 5.4 | 2.8 | 0.4 | 0.4 | 0 | N | North | FC
AVENAL_6_AVPARK | Fresno | Avenal Park Solar Project | 0 | 0 | 0 | 0 | 0 | 0 | 0 | 0 | 0 | 0 | 0 | 0 | N | North | ID | 0%
AVENAL_6_AVSLR1 | Fresno | Avenal Solar 1 | 0 | 0 | 0 | 0 | 0 | 0 | 0 | 0 | 0 | 0 | 0 | 0 | N | North | EO
AVENAL_6_AVSLR2 | Fresno | Avenal Solar 2 | 0 | 0 | 0 | 0 | 0 | 0 | 0 | 0 | 0 | 0 | 0 | 0 | N | North | EO
AVENAL_6_SANDDG | Fresno | Sand Drag Solar Project | 0 | 0 | 0 | 0 | 0 | 0 | 0 | 0 | 0 | 0 | 0 | 0 | N | North | ID | 0%
AVENAL_6_SUNCTY | Fresno | Sun City Solar Project | 0 | 0 | 0 | 0 | 0 | 0 | 0 | 0 | 0 | 0 | 0 | 0 | N | North | ID | 0%
AVSOLR_2_SOLAR | CAISO System | AV SOLAR RANCH 1 | 9.66 | 7.25 | 43.47 | 36.23 | 38.64 | 74.87 | 94.19 | 65.21 | 33.81 | 4.83 | 4.83 | 0 | N | South | FC
BALCHS_7_UNIT 1 | Fresno | BALCH 1 PH UNIT 1 | 31 | 31 | 31 | 31 | 31 | 31 | 31 | 31 | 31 | 31 | 31 | 31 | Y | North | FC
BALCHS_7_UNIT 2 | Fresno | BALCH 2 PH UNIT 2 | 52.5 | 52.5 | 52.5 | 52.5 | 52.5 | 52.5 | 52.5 | 52.5 | 52.5 | 52.5 | 52.5 | 52.5 | Y | North | FC
BALCHS_7_UNIT 3 | Fresno | BALCH 2 PH UNIT 3 | 54.6 | 54.6 | 54.6 | 54.6 | 54.6 | 54.6 | 54.6 | 54.6 | 54.6 | 54.6 | 54.6 | 54.6 | Y | North | FC
BANGOR_6_HYDRO | Sierra | Virginia Ranch Dam Powerplant | [12 empty] | Y | North | FC | bar: JAN to DEC
BANKPP_2_NSPIN | Bay Area | BANKPP_2_NSPIN | 127 | 127 | 127 | 127 | 127 | 127 | 127 | 127 | 127 | 127 | 127 | 127 | Y | North | FC
BARRE_2_QF | LA Basin | BARRE QFS | 0 | 0 | 0 | 0 | 0 | 0 | 0 | 0 | 0 | 0 | 0 | 0 | N | South | FC
BARRE_6_PEAKER | LA Basin | Barre Peaker | 47 | 47 | 47 | 47 | 47 | 47 | 47 | 47 | 47 | 47 | 47 | 47 | Y | South | FC
BASICE_2_UNITS | CAISO System | King City Cogen | 120 | 120 | 120 | 120 | 120 | 120 | 120 | 120 | 120 | 120 | 120 | 120 | Y | North | FC
BDGRCK_1_UNITS | Kern | BADGER CREEK LIMITED | 43.35 | 43.9 | 42.64 | 42.7 | 42 | 42 | 42 | 40.2 | 38.6 | 40 | 41.6 | 42 | Y | North | FC
BEARDS_7_UNIT 1 | Stockton | Beardsley Hydro | 0.63 | 0.42 | 0.43 | 5.47 | 5.93 | 7.05 | 8.35 | 8.36 | 6.46 | 2.16 | 2.04 | 3.91 | Y | North | FC
BEARMT_1_UNIT | Kern | Bear Mountain Limited | 45 | 45 | 45 | 45 | 45 | 44 | 44 | 44 | 44 | 44 | 44.2 | 45 | Y | North | FC
BELDEN_7_UNIT 1 | Sierra | BELDEN HYDRO | 119 | 119 | 119 | 119 | 119 | 119 | 119 | 119 | 119 | 119 | 119 | 119 | Y | North | FC
BGSKYN_2_AS2SR1 | Big Creek-Ventura | Antelope Solar 2 | 4.2 | 3.15 | 18.9 | 15.75 | 16.8 | 32.55 | 40.95 | 28.35 | 14.7 | 2.1 | 2.1 | 0 | N | South | ID | 100%
BGSKYN_2_ASPSR2 | Big Creek-Ventura | Antelope Solar 2 San Pablo | 4 | 3 | 18 | 15 | 16 | 31 | 39 | 27 | 14 | 2 | 2 | 0 | N | South | ID | 100%
BGSKYN_2_BS3SR3 | Big Creek-Ventura | Big Sky Solar 3 | 0.8 | 0.6 | 3.6 | 3 | 3.2 | 6.2 | 7.8 | 5.4 | 2.8 | 0.4 | 0.4 | 0 | N | South | FC
BIGCRK_2_EXESWD | Big Creek-Ventura | BIG CREEK HYDRO PROJECT PSP | 773.6 | 773.6 | 773.6 | 773.6 | 800.6 | 800.6 | 800.6 | 800.6 | 773.6 | 773.6 | 773.6 | 773.6 | Y | South | FC
BIGCRK_7_DAM7 | Big Creek-Ventura | DAM 7 AT BIG CREEK (FISHWATER GEN) | 0 | 0 | 0 | 0 | 0 | 0 | 0 | 0 | 0 | 0 | 0 | 0 | N | South | EO
BIGCRK_7_MAMRES | Big Creek-Ventura | MAMMOTH POOL RESERVOIR (FISHWATER | 0 | 0 | 0 | 0 | 0 | 0 | 0 | 0 | 0 | 0 | 0 | 0 | N | South | EO
BIGSKY_2_BSKSR6 | Big Creek-Ventura | Big Sky Solar 6 | 0.8 | 0.6 | 3.6 | 3 | 3.2 | 6.2 | 7.8 | 5.4 | 2.8 | 0.4 | 0.4 | 0 | N | South | FC
BIGSKY_2_BSKSR7 | Big Creek-Ventura | Big Sky Solar 7 | 0.8 | 0.6 | 3.6 | 3 | 3.2 | 6.2 | 7.8 | 5.4 | 2.8 | 0.4 | 0.4 | 0 | N | South | FC
BIGSKY_2_BSKSR8 | Big Creek-Ventura | Big Sky Solar 8 | 0.8 | 0.6 | 3.6 | 3 | 3.2 | 6.2 | 7.8 | 5.4 | 2.8 | 0.4 | 0.4 | 0 | N | South | FC
BIGSKY_2_SOLAR1 | Big Creek-Ventura | Antelope Big Sky Ranch | 0.8 | 0.6 | 3.6 | 3 | 3.2 | 6.2 | 7.8 | 5.4 | 2.8 | 0.4 | 0.4 | 0 | N | South | FC
BIGSKY_2_SOLAR2 | Big Creek-Ventura | Big Sky Solar 4 | 13.32 | 17.79 | 26.39 | 32.87 | 34.67 | 36.94 | 35.84 | 34.41 | 32.85 | 27.62 | 15.36 | 13.44 | N | South | FC
BIGSKY_2_SOLAR3 | Big Creek-Ventura | Big Sky Summer | 0.8 | 0.6 | 3.6 | 3 | 3.2 | 6.2 | 7.8 | 5.4 | 2.8 | 0.4 | 0.4 | 0 | N | South | FC
BIGSKY_2_SOLAR4 | Big Creek-Ventura | Western Antelope Blue Sky Ranch B | 6.7 | 8.7 | 13.33 | 16.51 | 17.39 | 18.42 | 18.13 | 17.26 | 16.34 | 13.76 | 6.8 | 6.61 | N | South | FC
BIGSKY_2_SOLAR5 | Big Creek-Ventura | Big Sky Solar 2 | 0.2 | 0.15 | 0.9 | 0.75 | 0.8 | 1.55 | 1.95 | 1.35 | 0.7 | 0.1 | 0.1 | 0 | N | South | FC
BIGSKY_2_SOLAR6 | Big Creek-Ventura | Solverde 1 | 3.4 | 2.55 | 15.3 | 12.75 | 13.6 | 26.35 | 33.15 | 22.95 | 11.9 | 1.7 | 1.7 | 0 | N | South | FC
BIGSKY_2_SOLAR7 | Big Creek-Ventura | Big Sky Solar 1 | 2 | 1.5 | 9 | 7.5 | 8 | 15.5 | 19.5 | 13.5 | 7 | 1 | 1 | 0 | N | South | FC
BIOMAS_1_UNIT 1 | Sierra | WOODLAND BIOMASS | 22.33 | 21.93 | 23.29 | 22.72 | 14.07 | 22.72 | 23.66 | 24.31 | 23.33 | 22.36 | 20 | 23.44 | N | North | FC
BISHOP_1_ALAMO | CAISO System | BISHOP CREEK PLANT 2 AND 6 | 3.21 | 3.2 | 4.47 | 6.51 | 9.77 | 11.41 | 11.52 | 10.99 | 7.56 | 4.1 | 3.32 | 3.62 | N | South | FC
BISHOP_1_UNITS | CAISO System | BISHOP CREEK PLANT 3 AND 4 | 3.43 | 3.48 | 4.85 | 6.32 | 10.42 | 13.16 | 13.81 | 12.87 | 8.34 | 5.79 | 4.73 | 4.73 | N | South | FC
BKRFLD_2_SOLAR1 | Kern | Bakersfield 111 | 0.06 | 0.04 | 0.25 | 0.21 | 0.22 | 0.43 | 0.54 | 0.37 | 0.19 | 0.03 | 0.03 | 0 | N | North | FC
BLACK_7_UNIT 1 | CAISO System | JAMES B. BLACK 1 | 85 | 85 | 85 | 85 | 85 | 85 | 85 | 85 | 85 | 85 | 85 | 85 | Y | North | FC
BLACK_7_UNIT 2 | CAISO System | JAMES B. BLACK 2 | 84.1 | 84.1 | 84.1 | 84.1 | 84.1 | 84.1 | 84.1 | 84.1 | 84.1 | 84.1 | 84.1 | 84.1 | Y | North | FC
BLAST_1_WIND | LA Basin | Mountain View IV Wind | 6.86 | 5.88 | 13.72 | 12.25 | 12.25 | 16.17 | 11.27 | 10.29 | 7.35 | 3.92 | 5.88 | 6.37 | N | South | FC
BLCKBT_2_STONEY | CAISO System | BLACK BUTTE HYDRO | 2.04 | 1.6 | 1.3 | 3.5 | 2.7 | 2.57 | 2.02 | 1.83 | 1.5 | 1.5 | 2.1 | 2.51 | Y | North | FC
BLCKWL_6_SOLAR1 | CAISO System | Blackwell Solar | 0.48 | 0.36 | 2.16 | 1.8 | 1.92 | 3.72 | 4.68 | 3.24 | 1.68 | 0.24 | 0.24 | 0 | N | North | FC
BLKCRK_2_SOLAR1 | CAISO System | McCoy Station | 10 | 7.5 | 45 | 37.5 | 40 | 77.5 | 97.5 | 67.5 | 35 | 5 | 5 | 0 | N | South | FC
BLM_2_UNITS | CAISO System | BLM EAST Facility | 72 | 72 | 72 | 72 | 72 | 72 | 72 | 72 | 72 | 72 | 72 | 72 | Y | South | FC
BLYTHE_1_SOLAR1 | CAISO System | Blythe Solar 1 Project | 0 | 0 | 0 | 0 | 0 | 0 | 0 | 0 | 0 | 0 | 0 | 0 | N | South | EO
BLYTHE_1_SOLAR2 | CAISO System | Blythe Green 1 | 0 | 0 | 0 | 0 | 0 | 0 | 0 | 0 | 0 | 0 | 0 | 0 | N | South | EO
BNNIEN_7_ALTAPH | Sierra | ALTA POWER HOUSE | 0.24 | 0.17 | 0.24 | 0.19 | 0.11 | 0.47 | 0.74 | 0.68 | 0.56 | 0.58 | 0.29 | 0.3 | N | North | FC
BOGUE_1_UNITA1 | Sierra | Feather River Energy Center, Unit #1 | 47.6 | 47.6 | 47.6 | 47.6 | 47.6 | 47.6 | 47.6 | 47.6 | 47.6 | 47.6 | 47.6 | 47.6 | Y | North | FC
BORDER_6_UNITA1 | San Diego-IV | CalPeak Power Border Unit 1 | 51.25 | 51.25 | 51.25 | 51.25 | 51.25 | 51.25 | 51.25 | 51.25 | 51.25 | 51.25 | 51.25 | 51.25 | Y | South | FC
BOWMN_6_HYDRO | Sierra | NID Hydro Bowman Powerhouse | 1.61 | 1.96 | 2.24 | 2.89 | 3.1 | 1.94 | 2.77 | 2.54 | 2.35 | 2.03 | 1.13 | 1.08 | N | North | FC
BRDGVL_7_BAKER | Humboldt | Baker Station Hydro | 1.28 | 0.82 | 1.29 | 0.83 | 0.13 | 0.01 | 0 | 0 | 0 | 0.06 | 0.62 | 0.6 | N | North | FC
BRDSLD_2_HIWIND | Bay Area | High Winds Energy Center | 22.68 | 19.44 | 45.36 | 40.5 | 40.5 | 53.46 | 37.26 | 34.02 | 24.3 | 12.96 | 19.44 | 21.06 | N | North | FC
BRDSLD_2_MTZUM2 | Bay Area | NextEra Energy Montezuma Wind II | 10.95 | 9.38 | 21.9 | 19.55 | 19.55 | 25.81 | 17.99 | 16.42 | 11.73 | 6.26 | 9.38 | 10.17 | N | North | FC
BRDSLD_2_MTZUMA | Bay Area | FPL Energy Montezuma Wind | 5.15 | 4.42 | 10.3 | 9.2 | 9.2 | 12.14 | 8.46 | 7.73 | 5.52 | 2.94 | 4.42 | 4.78 | N | North | FC
BRDSLD_2_SHILO1 | Bay Area | Shiloh I Wind Project | 21 | 18 | 42 | 37.5 | 37.5 | 49.5 | 34.5 | 31.5 | 22.5 | 12 | 18 | 19.5 | N | North | FC
BRDSLD_2_SHILO2 | Bay Area | SHILOH WIND PROJECT 2 | 21 | 18 | 42 | 37.5 | 37.5 | 49.5 | 34.5 | 31.5 | 22.5 | 12 | 18 | 19.5 | N | North | FC
BRDSLD_2_SHLO3A | Bay Area | Shiloh III Wind Project, LLC | 14.35 | 12.3 | 28.7 | 25.63 | 25.63 | 33.83 | 23.58 | 21.53 | 15.38 | 8.2 | 12.3 | 13.33 | N | North | FC
BRDSLD_2_SHLO3B | Bay Area | Shiloh IV Wind Project | 14 | 12 | 28 | 25 | 25 | 33 | 23 | 21 | 15 | 8 | 12 | 13 | N | North | FC
BREGGO_6_DEGRSL | San Diego-IV | Desert Green Solar Farm | 0.25 | 0.19 | 1.13 | 0.95 | 1.01 | 1.95 | 2.46 | 1.7 | 0.88 | 0.13 | 0.13 | 0 | N | South | FC
BREGGO_6_SOLAR | San Diego-IV | NRG Borrego Solar One | 1.04 | 0.78 | 4.68 | 3.9 | 4.16 | 8.06 | 10.14 | 7.02 | 3.64 | 0.52 | 0.52 | 0 | N | South | FC
BRODIE_2_WIND | CAISO System | Coram Brodie Wind Project | 14.28 | 12.24 | 28.56 | 25.5 | 25.5 | 33.66 | 23.46 | 21.42 | 15.3 | 8.16 | 12.24 | 13.26 | N | South | FC
BUCKBL_2_PL1X3 | CAISO System | Blythe Energy Center | 490 | 490 | 490 | 490 | 490 | 490 | 490 | 490 | 490 | 490 | 490 | 490 | Y | South | FC
BUCKCK_2_HYDRO | Sierra | Lassen Station Hydro | 0.65 | 0.56 | 0.82 | 0.9 | 0.83 | 0.48 | 0.13 | 0.04 | 0 | 0.02 | 0.31 | 0.31 | N | North | FC
BUCKCK_7_OAKFLT | Sierra | Oak Flat | 1.3 | 1.3 | 1.3 | 1.3 | 1.3 | 1.3 | 1.3 | 1.3 | 1.3 | 1.3 | 1.3 | 1.3 | Y | North | FC
BUCKCK_7_PL1X2 | Sierra | BUCKS CREEK AGGREGATE | 57.25 | 57.25 | 57.25 | 57.25 | 57.25 | 57.25 | 57.25 | 57.25 | 57.25 | 57.25 | 57.25 | 57.25 | Y | North | FC
BUCKWD_1_NPALM1 | LA Basin | North Palm Springs 1A | 0.1 | 0.07 | 0.43 | 0.36 | 0.38 | 0.74 | 0.94 | 0.65 | 0.34 | 0.05 | 0.05 | 0 | N | South | FC
BUCKWD_1_QF | LA Basin | Buckwind Re-powering project | 2.31 | 1.98 | 4.62 | 4.13 | 4.13 | 5.45 | 3.8 | 3.47 | 2.48 | 1.32 | 1.98 | 2.15 | N | South | FC
BUCKWD_7_WINTCV | LA Basin | Wintec Energy, Ltd. | 0.18 | 0.16 | 0.37 | 0.33 | 0.33 | 0.44 | 0.3 | 0.28 | 0.2 | 0.11 | 0.16 | 0.17 | N | South | FC
BURNYF_2_UNIT 1 | CAISO System | Burney Forest Power | 25.29 | 26.81 | 26.08 | 23.69 | 25.82 | 27.5 | 27.03 | 27.96 | 28.19 | 26.48 | 26.12 | 27.55 | N | North | FC
BUTTVL_7_UNIT 1 | CAISO System | BUTT VALLEY HYDRO | 39.5 | 39.5 | 39.5 | 39.5 | 39.5 | 39.5 | 39.5 | 39.5 | 39.5 | 39.5 | 39.5 | 39.5 | Y | North | FC
CABZON_1_WINDA1 | LA Basin | Cabazon Wind Project | 5.74 | 4.92 | 11.48 | 10.25 | 10.25 | 13.53 | 9.43 | 8.61 | 6.15 | 3.28 | 4.92 | 5.33 | N | South | FC
CALFTN_2_SOLAR | CAISO System | California Flats North | 5.2 | 3.9 | 23.4 | 19.5 | 20.8 | 40.3 | 50.7 | 35.1 | 18.2 | 2.6 | 2.6 | 0 | N | North | FC
CALFTS_2_CFSSR1 | CAISO System | California Flats Solar South | 6 | 4.5 | 27 | 22.5 | 24 | 46.5 | 58.5 | 40.5 | 21 | 3 | 3 | 0 | N | North | FC
CALGEN_1_UNITS | CAISO System | Coso Navy 1 | 92.2 | 92.2 | 92.2 | 92.2 | 92.2 | 92.2 | 92.2 | 92.2 | 92.2 | 92.2 | 92.2 | 92.2 | Y | South | FC
CALPIN_1_AGNEW | Bay Area | Agnews Power Plant | 28.56 | 28.56 | 28.56 | 28.56 | 28.56 | 28.56 | 28.56 | 28.56 | 28.56 | 28.56 | 28.56 | 28.56 | Y | North | FC
CAMCHE_1_PL1X3 | Stockton | CAMANCHE UNITS 1, 2 & 3 AGGREGATE | 3.78 | 3.49 | 2.95 | 5.8 | 6.82 | 6.09 | 4.45 | 2.76 | 1.96 | 1.71 | 1.54 | 3.46 | N | North | FC
CAMLOT_2_SOLAR1 | CAISO System | Camelot | 1.8 | 1.35 | 8.1 | 6.75 | 7.2 | 13.95 | 17.55 | 12.15 | 6.3 | 0.9 | 0.9 | 0 | N | South | FC
CAMLOT_2_SOLAR2 | CAISO System | Columbia Two | 0.6 | 0.45 | 2.7 | 2.25 | 2.4 | 4.65 | 5.85 | 4.05 | 2.1 | 0.3 | 0.3 | 0 | N | South | FC
CAMPFW_7_FARWST | Sierra | CAMP FAR WEST HYDRO | 4.86 | 4.31 | 4.35 | 5.73 | 4.31 | 2.87 | 2.97 | 2.9 | 0.57 | 0 | 0 | 2.28 | Y | North | FC
CANTUA_1_SOLAR | Fresno | Cantua Solar Station | 0.8 | 0.6 | 3.6 | 3 | 3.2 | 6.2 | 7.8 | 5.4 | 2.8 | 0.4 | 0.4 | 0 | N | North | ID | 100%
CAPWD_1_QF | LA Basin | Edom Hills Wind Farm | 2.74 | 2.35 | 5.47 | 4.89 | 4.89 | 6.45 | 4.5 | 4.11 | 2.93 | 1.56 | 2.35 | 2.54 | N | South | FC
CARBOU_7_PL2X3 | CAISO System | CARIBOU PH 1 UNIT 2 & 3 AGGREGATE | 49 | 49 | 49 | 49 | 49 | 49 | 49 | 49 | 49 | 49 | 49 | 49 | Y | North | FC
CARBOU_7_PL4X5 | CAISO System | CARIBOU PH 2 UNIT 4 & 5 AGGREGATE | 120 | 120 | 120 | 120 | 120 | 120 | 120 | 120 | 120 | 120 | 120 | 120 | Y | North | FC
CARBOU_7_UNIT 1 | CAISO System | CARIBOU PH 1 UNIT 1 | 24 | 24 | 24 | 24 | 24 | 24 | 24 | 24 | 24 | 24 | 24 | 24 | Y | North | FC
CARLS1_2_CARCT1 | San Diego-IV | Carlsbad 1 | 422 | 422 | 422 | 422 | 422 | 422 | 422 | 422 | 422 | 422 | 422 | 422 | Y | South | FC
CARLS2_1_CARCT1 | San Diego-IV | Carlsbad 2 | 105.5 | 105.5 | 105.5 | 105.5 | 105.5 | 105.5 | 105.5 | 105.5 | 105.5 | 105.5 | 105.5 | 105.5 | Y | South | FC
CATLNA_2_SOLAR | CAISO System | Catalina Solar - Phases 1 and 2 | 4.4 | 3.3 | 19.8 | 16.5 | 17.6 | 34.1 | 42.9 | 29.7 | 15.4 | 2.2 | 2.2 | 0 | N | South | FC
CATLNA_2_SOLAR2 | CAISO System | Catalina Solar 2 | 0.72 | 0.54 | 3.24 | 2.7 | 2.88 | 5.58 | 7.02 | 4.86 | 2.52 | 0.36 | 0.36 | 0 | N | South | FC
CAVLSR_2_BSOLAR | CAISO System | California Valley Solar Ranch-Phase B | 1.6 | 1.2 | 7.2 | 6 | 6.4 | 12.4 | 15.6 | 10.8 | 5.6 | 0.8 | 0.8 | 0 | N | North | FC
CAVLSR_2_RSOLAR | CAISO System | California Valley Solar Ranch-Phase A | 8.4 | 6.3 | 37.8 | 31.5 | 33.6 | 65.1 | 81.9 | 56.7 | 29.4 | 4.2 | 4.2 | 0 | N | North | FC
CAYTNO_2_VASCO | Bay Area | Vasco Road | 4.3 | 4.3 | 4.3 | 4.3 | 4.3 | 4.3 | 4.3 | 4.3 | 4.3 | 4.3 | 4.3 | 4.3 | N | North | FC
CCRITA_7_RPPCHF | San Diego-IV | Rancho Penasquitos Hydro Facility | 0 | 0 | 0 | 0 | 0 | 1.92 | 3.08 | 3.6 | 3.27 | 1.75 | 0.03 | 0 | N | South | FC
CDWR07_2_GEN | CAISO System | CDWR07_2_GEN | 115.6 | 115.6 | 115.6 | 115.6 | 115.6 | 115.6 | 115.6 | 115.6 | 115.6 | 115.6 | 115.6 | 115.6 | Y | North | FC
CEDRCK_6_UNIT | CAISO System | Water Wheel Ranch | 0.46 | 0.56 | 0.61 | 0.56 | 0.55 | 0.3 | 0.16 | 0.12 | 0.11 | 0.14 | 0.23 | 0.34 | N | North | FC
CEDUCR_2_SOLAR1 | Big Creek-Ventura | Ducor Solar 1 | 0 | 0 | 0 | 0 | 0 | 0 | 0 | 0 | 0 | 0 | 0 | 0 | N | South | EO
CEDUCR_2_SOLAR2 | Big Creek-Ventura | Ducor Solar 2 | 0 | 0 | 0 | 0 | 0 | 0 | 0 | 0 | 0 | 0 | 0 | 0 | N | South | EO
CEDUCR_2_SOLAR3 | Big Creek-Ventura | Ducor Solar 3 | 0 | 0 | 0 | 0 | 0 | 0 | 0 | 0 | 0 | 0 | 0 | 0 | N | South | EO
CEDUCR_2_SOLAR4 | Big Creek-Ventura | Ducor Solar 4 | 0 | 0 | 0 | 0 | 0 | 0 | 0 | 0 | 0 | 0 | 0 | 0 | N | South | EO
CENTER_2_RHONDO | LA Basin | MWD Rio Hondo Hydroelectric Recovery Pla | 1.91 | 1.91 | 1.91 | 1.91 | 1.91 | 1.91 | 1.91 | 1.91 | 1.91 | 1.91 | 1.91 | 1.91 | Y | South | FC
CENTER_2_SOLAR1 | LA Basin | Pico Rivera | 0 | 0 | 0 | 0 | 0 | 0 | 0 | 0 | 0 | 0 | 0 | 0 | N | South | EO
CENTER_2_TECNG1 | LA Basin | TECHNICAST | 0 | 0 | 0 | 0 | 0 | 0 | 0 | 0 | 0 | 0 | 0 | 0 | N | South | EO
CENTER_6_PEAKER | LA Basin | Center Peaker | 47 | 47 | 47 | 47 | 47 | 47 | 47 | 47.11 | 47.11 | 47.11 | 47.11 | 47.11 | Y | South | FC
CENTRY_6_PL1X4 | LA Basin | CENTURY GENERATING PLANT (AGGREGATE) | 36 | 36 | 36 | 36 | 36 | 36 | 36 | 36 | 36 | 36 | 36 | 36 | Y | South | FC
CHALK_1_UNIT | CAISO System | CHALK CLIFF LIMITED | 45.8 | 46.06 | 45.5 | 45 | 44.38 | 43.46 | 43 | 43.06 | 43.72 | 45.04 | 46.42 | 46.84 | Y | North | FC
CHEVCD_6_UNIT | CAISO System | CHEVRON USA (TAFT/CADET) | 0.63 | 0.81 | 0.6 | 0.47 | 0.64 | 0.7 | 1.02 | 1.02 | 1.09 | 0.98 | 0.69 | 0.65 | N | North | FC
CHEVCO_6_UNIT 1 | Fresno | CHEVRON USA (COALINGA) | 1.09 | 1.09 | 1.23 | 1.21 | 1.46 | 1.02 | 1.77 | 2.09 | 1.94 | 2.16 | 1.2 | 1.22 | N | North | FC
CHEVCO_6_UNIT 2 | Fresno | AERA ENERGY LLC. (COALINGA) | 1.03 | 1.15 | 0.95 | 1.03 | 1.03 | 0.99 | 1.06 | 0.85 | 0.86 | 1.19 | 1.24 | 1.43 | N | North | FC
CHEVCY_1_UNIT | CAISO System | CHEVRON USA (CYMRIC) | 4.39 | 3.29 | 2.75 | 3.33 | 2.68 | 2.54 | 3.64 | 2.91 | 2.85 | 3.44 | 2.5 | 3.31 | N | North | FC
CHEVMN_2_UNITS | LA Basin | CHEVRON U.S.A. UNITS 1 & 2 AGGREGATE | 11.01 | 10.76 | 19.97 | 20.56 | 9.38 | 10.83 | 11.32 | 7.54 | 9.78 | 10.86 | 1 | 6.89 | N | South | FC
CHICPK_7_UNIT 1 | Sierra | Chicago Park Powerhouse | 42 | 42 | 42 | 42 | 42 | 42 | 42 | 42 | 42 | 42 | 42 | 42 | Y | North | FC
CHILLS_1_SYCENG | San Diego-IV | Sycamore Energy 1 | 0.6 | 0.68 | 0.64 | 0.63 | 0.5 | 0.57 | 0.64 | 0.62 | 0.51 | 0.54 | 0.58 | 0.55 | N | South | FC
CHILLS_7_UNITA1 | San Diego-IV | Sycamore Energy 2 | 1.82 | 2 | 2 | 2 | 1.4 | 1.68 | 1.56 | 1.52 | 1.74 | 1.75 | 1.8 | 1.61 | Y | South | FC
CHINO_2_APEBT1 | LA Basin | Pomona Energy Storage | 20 | 20 | 20 | 20 | 20 | 20 | 20 | 20 | 20 | 20 | 20 | 20 | Y | South | FC
CHINO_2_JURUPA | LA Basin | Jurupa | 0 | 0 | 0 | 0 | 0 | 0 | 0 | 0 | 0 | 0 | 0 | 0 | N | South | EO
CHINO_2_QF | LA Basin | CHINO QFS | 0.58 | 0.58 | 0.58 | 0.58 | 0.58 | 0.1 | 0 | 0 | 0 | 0 | 0 | 0 | N | South | FC
CHINO_2_SASOLR | LA Basin | SS San Antonio West LLC | 0 | 0 | 0 | 0 | 0 | 0 | 0 | 0 | 0 | 0 | 0 | 0 | N | South | EO
CHINO_2_SOLAR | LA Basin | Chino RT Solar 1 | 0.04 | 0.03 | 0.18 | 0.15 | 0.16 | 0.31 | 0.39 | 0.27 | 0.14 | 0.02 | 0.02 | 0 | N | South | FC
CHINO_2_SOLAR2 | LA Basin | Kona Solar - Terra Francesca | 0 | 0 | 0 | 0 | 0 | 0 | 0 | 0 | 0 | 0 | 0 | 0 | N | South | EO
CHINO_6_CIMGEN | LA Basin | Chino Co-Generation | 26 | 26 | 26 | 26 | 26 | 26 | 26 | 26 | 26 | 26 | 26 | 26 | Y | South | FC
CHINO_7_MILIKN | LA Basin | MN Milliken Genco LLC | 1.29 | 1.2 | 1.49 | 1.48 | 1.36 | 1.24 | 1.25 | 1.19 | 1.21 | 1.27 | 1.41 | 1.32 | Y | South | FC
CHWCHL_1_BIOMAS | Fresno | Chow II Biomass to Energy | 8.65 | 9.52 | 10.05 | 9.22 | 8.09 | 8.8 | 9.68 | 9.3 | 9.64 | 9.31 | 8.86 | 10.34 | N | North | FC
CHWCHL_1_UNIT | Fresno | CHOW 2 PEAKER PLANT | 48 | 48 | 48 | 48 | 48 | 48 | 48 | 48 | 48 | 48 | 48 | 48 | Y | North | FC
CLOVDL_1_SOLAR | NCNB | Cloverdale Solar I | 0.06 | 0.05 | 0.27 | 0.23 | 0.24 | 0.47 | 0.59 | 0.41 | 0.21 | 0.03 | 0.03 | 0 | N | North | ID | 100%
CLOVER_2_UNIT | CAISO System | Clover Creek | 0.75 | 0.71 | 0.85 | 0.89 | 0.75 | 0.49 | 0.28 | 0.13 | 0.06 | 0.17 | 0.29 | 0.5 | N | North | FC
CLRKRD_6_LIMESD | CAISO System | Lime Saddle Hydro | 0.38 | 0.36 | 0.19 | 0.57 | 0.53 | 0.58 | 0.61 | 0.63 | 0.46 | 0.46 | 0.23 | 0.22 | N | North | FC
CLRMTK_1_QF | Bay Area | SMALL QF AGGREGATION - OAKLAND | 0 | 0 | 0 | 0 | 0 | 0 | 0 | 0 | 0 | 0 | 0 | 0 | N | North | FC
CNTNLA_2_SOLAR1 | San Diego-IV | Centinela Solar Energy I | 5 | 3.75 | 22.5 | 18.75 | 20 | 38.75 | 48.75 | 33.75 | 17.5 | 2.5 | 2.5 | 0 | N | South | FC
CNTNLA_2_SOLAR2 | San Diego-IV | Centinels Solar Energy 2 | 0 | 0 | 0 | 0 | 0 | 0 | 0 | 0 | 6.3 | 0.9 | 0.9 | 0 | N | South | FC
CNTRVL_6_UNIT | CAISO System | Centerville | 3.81 | 4.45 | 4.7 | 4.62 | 4.41 | 4.72 | 4.7 | 4.62 | 4.57 | 4.07 | 3.58 | 4.07 | N | North | FC
COCOPP_2_CTG1 | Bay Area | Marsh Landing 1 | 202.49 | 202.49 | 200.57 | 197.53 | 195.03 | 191.9 | 189.9 | 190 | 190.9 | 194.6 | 200.6 | 201.6 | Y | North | FC
COCOPP_2_CTG2 | Bay Area | Marsh Landing 2 | 201.63 | 201.63 | 199.72 | 196.7 | 194.21 | 191.1 | 189.1 | 189.21 | 191.1 | 193.78 | 199.7 | 200.72 | Y | North | FC
COCOPP_2_CTG3 | Bay Area | Marsh Landing 3 | 201.2 | 201.2 | 199.29 | 196.28 | 193.79 | 190.4 | 188.4 | 188.5 | 190.4 | 193.36 | 199.3 | 200.3 | Y | North | FC
COCOPP_2_CTG4 | Bay Area | Marsh Landing 4 | 203.09 | 203.09 | 201.16 | 198.12 | 195.68 | 191.8 | 189.8 | 189.89 | 191.8 | 195.18 | 201.2 | 202.2 | Y | North | FC
COCOSB_6_SOLAR | Bay Area | Oakley Solar Project | 0 | 0 | 0 | 0 | 0 | 0 | 0 | 0 | 0 | 0 | 0 | 0 | N | North | EO
COGNAT_1_UNIT | Stockton | Stockton Biomas | 40.63 | 45 | 43.05 | 20.37 | 28.37 | 29.75 | 39.21 | 43.44 | 45 | 40.3 | 44.53 | 43.22 | N | North | FC
COLEMN_2_UNIT | CAISO System | Coleman | 6.9 | 7.52 | 9.35 | 9.41 | 7 | 6.18 | 4.24 | 2.34 | 4.25 | 4.46 | 4.34 | 3.98 | N | North | FC
COLGAT_7_UNIT 1 | Sierra | Colgate Powerhouse Unit 1 | 149.85 | 148.64 | 153.29 | 158.63 | 162.79 | 165.7 | 165.1 | 161.65 | 156.74 | 151.87 | 149.95 | 148.24 | Y | North | FC
COLGAT_7_UNIT 2 | Sierra | Colgate Powerhouse Unit 2 | 149.8 | 148.6 | 153.24 | 158.63 | 162.83 | 165.76 | 165.16 | 161.68 | 156.71 | 151.81 | 149.91 | 148.21 | Y | North | FC
COLTON_6_AGUAM1 | LA Basin | AGUA MANSA UNIT 1 (CITY OF COLTON) | 43 | 43 | 43 | 43 | 43 | 43 | 43 | 43 | 43 | 43 | 43 | 43 | Y | South | FC
COLUSA_2_PL1X3 | CAISO System | Colusa Generating Station | 620.1 | 618.9 | 618.9 | 618.9 | 618.9 | 598.06 | 593.2 | 594.94 | 607.51 | 618.9 | 618.9 | 626.97 | Y | North | FC
COLVIL_7_PL1X2 | CAISO System | COLLIERVILLE HYDRO UNIT 1 & 2 AGGREGATE | 246.86 | 246.86 | 246.86 | 246.86 | 246.86 | 246.86 | 246.86 | 246.86 | 246.86 | 246.86 | 246.86 | 246.86 | Y | North | FC
CONTRL_1_CASAD1 | CAISO System | Mammoth G1 | 7.27 | 7.18 | 6.89 | 6.88 | 6.12 | 5.45 | 5.1 | 5.22 | 6.05 | 6.64 | 7.11 | 7.24 | N | South | FC
CONTRL_1_CASAD3 | CAISO System | Mammoth G3 | 12.5 | 12 | 11.34 | 6.75 | 8.64 | 7.61 | 6.77 | 7.38 | 8.47 | 10.17 | 11.64 | 12.47 | N | South | FC
CONTRL_1_LUNDY | CAISO System | LUNDY | 0.62 | 0.85 | 1.33 | 1.48 | 1.6 | 2.35 | 2.14 | 1.91 | 1.28 | 0.65 | 0.62 | 0.61 | N | South | FC
CONTRL_1_OXBOW | CAISO System | Dixie Valley Geo | 57.12 | 55.36 | 52.64 | 45.83 | 44.14 | 42.17 | 51.14 | 51.04 | 51.24 | 52.92 | 56.68 | 58.07 | N | South | FC
CONTRL_1_POOLE | CAISO System | POOLE HYDRO PLANT 1 | 0.79 | 0.83 | 0.86 | 3.35 | 2.59 | 5.16 | 4.35 | 2.98 | 0.8 | 1.4 | 1 | 1.09 | Y | South | FC
CONTRL_1_QF | CAISO System | CONTROL QFS | 10.75 | 9.92 | 9.45 | 8.84 | 8.12 | 6.86 | 7.8 | 8.08 | 7.84 | 8.38 | 9.28 | 10.21 | N | South | FC
CONTRL_1_RUSHCK | CAISO System | RUSH CREEK | 4.65 | 5.17 | 5.34 | 6.54 | 9.47 | 11.94 | 4.77 | 3.24 | 3.46 | 4.55 | 4.87 | 4.17 | Y | South | FC
COPMT2_2_SOLAR2 | CAISO System | CMS2 | 6.2 | 4.65 | 27.9 | 23.25 | 24.8 | 48.05 | 60.45 | 41.85 | 21.7 | 3.1 | 3.1 | 0 | N | South | FC
COPMT4_2_SOLAR4 | CAISO System | Copper Mountain Solar 4 | 3.68 | 2.76 | 16.56 | 13.8 | 14.72 | 28.52 | 35.88 | 24.84 | 12.88 | 1.84 | 1.84 | 0 | N | South | ID | 100%
COPMTN_2_CM10 | CAISO System | Copper Mountain 10 | 0.4 | 0.3 | 1.8 | 1.5 | 1.6 | 3.1 | 3.9 | 2.7 | 1.4 | 0.2 | 0.2 | 0 | N | South | PD | 7.25
COPMTN_2_SOLAR1 | CAISO System | Copper Mountain 48 | 1.92 | 1.44 | 8.64 | 7.2 | 7.68 | 14.88 | 16.5 | 12.96 | 6.72 | 0.96 | 0.96 | 0 | N | South | PD | 16.50
CORCAN_1_SOLAR1 | Fresno | CID Solar | 0.8 | 0.6 | 3.6 | 3 | 3.2 | 6.2 | 7.8 | 5.4 | 2.8 | 0.4 | 0.4 | 0 | N | North | ID | 100%
CORCAN_1_SOLAR2 | Fresno | Corcoran City | 0.44 | 0.33 | 1.98 | 1.65 | 1.76 | 3.41 | 4.29 | 2.97 | 1.54 | 0.22 | 0.22 | 0 | N | North | ID | 100%
CORONS_2_SOLAR | LA Basin | Master Development Corona | 0 | 0 | 0 | 0 | 0 | 0 | 0 | 0 | 0 | 0 | 0 | 0 | N | South | EO
CORONS_6_CLRWTR | LA Basin | Clearwater Power Plant | 28 | 28 | 28 | 28 | 28 | 28 | 28 | 28 | 28 | 28 | 28 | 28 | Y | South | FC
CORRAL_6_SJOAQN | CAISO System | Ameresco San Joaquin | 3.73 | 3.9 | 3.83 | 3.87 | 3.89 | 3.83 | 3.41 | 3.55 | 3.57 | 3.95 | 3.73 | 3.39 | N | North | FC
COTTLE_2_FRNKNH | CAISO System | Frankenheimer Power Plant | 0 | 0 | 0.39 | 2.33 | 2.25 | 2.48 | 2.48 | 2.44 | 1.9 | 0.14 | 0 | 0 | N | North | FC
COVERD_2_HCKHY1 | CAISO System | HATCHET CREEK | 3.28 | 3.6 | 4.75 | 5.45 | 4.12 | 2.42 | 1.72 | 1.66 | 1.64 | 1.46 | 1.65 | 1.94 | N | North | FC
COVERD_2_MCKHY1 | CAISO System | Montgomery Creek Hydro | 1.56 | 1.53 | 2.08 | 2.16 | 1.68 | 1.47 | 1.37 | 0.69 | 0.67 | 0.59 | 0.99 | 0.97 | N | North | FC
COVERD_2_QFUNTS | CAISO System | COVE ROAD HYDRO QF UNITS | 5.75 | 5.75 | 5.75 | 5.75 | 4.57 | 1.28 | 0.14 | 0 | 0 | 0.68 | 1.61 | 3.79 | N | North | FC
COVERD_2_RCKHY1 | CAISO System | ROARING CREEK | 1.04 | 1.13 | 1.34 | 1.49 | 1.07 | 0.91 | 0.6 | 0.48 | 0.48 | 0.42 | 0.54 | 0.61 | N | North | FC
COWCRK_2_UNIT | CAISO System | Cow Creek Hydro | 1.08 | 1.27 | 0.83 | 1.21 | 0.86 | 0.51 | 0.48 | 0.19 | 0.15 | 0.31 | 0.62 | 0.84 | N | North | FC
CPSTNO_7_PRMADS | San Diego-IV | PRIMA DESCHECHA (CAPISTRANO) | 5.38 | 5.44 | 4.96 | 5.16 | 5.45 | 5.72 | 5.67 | 5.71 | 5.42 | 5.45 | 5.54 | 5.49 | N | South | FC
CPVERD_2_SOLAR | San Diego-IV | Campo Verde Solar | 5.56 | 4.17 | 25.02 | 20.85 | 22.24 | 43.09 | 54.21 | 37.53 | 19.46 | 2.78 | 2.78 | 0 | N | South | FC
CRELMN_6_RAMON1 | San Diego-IV | Ramona 1 | 0.08 | 0.06 | 0.36 | 0.3 | 0.32 | 0.62 | 0.78 | 0.54 | 0.28 | 0.04 | 0.04 | 0 | N | South | FC
CRELMN_6_RAMON2 | San Diego-IV | Ramona 2 | 0.2 | 0.15 | 0.9 | 0.75 | 0.8 | 1.55 | 1.95 | 1.35 | 0.7 | 0.1 | 0.1 | 0 | N | South | FC
CRELMN_6_RAMSR3 | San Diego-IV | Ramona Solar Energy | 0.14 | 0.1 | 0.62 | 0.51 | 0.55 | 1.06 | 1.34 | 0.93 | 0.48 | 0.06 | 0.06 | 0 | N | South | PD | 80%
CRESSY_1_PARKER | Fresno | PARKER POWERHOUSE | 0 | 0 | 0.14 | 0.41 | 1.19 | 1.04 | 1.12 | 1.29 | 0.88 | 0.31 | 0 | 0 | N | North | FC
CRESTA_7_PL1X2 | Sierra | CRESTA PH UNIT 1 & 2 AGGREGATE | 70.4 | 70.4 | 70.4 | 70.4 | 70.4 | 70.4 | 70.4 | 70.4 | 70.4 | 70.4 | 70.4 | 70.4 | Y | North | FC
CRNEVL_6_CRNVA | Fresno | Crane Valley | 0.14 | 0.05 | 0.48 | 0.18 | 0.16 | 0.19 | 0 | 0 | 0.23 | 0.42 | 0.39 | 0.13 | N | North | FC
CRNEVL_6_SJQN 2 | Fresno | SAN JOAQUIN 2 | 0.25 | 0.12 | 0.33 | 0.39 | 0.23 | 0.43 | 0 | 0.01 | 0.48 | 1.37 | 0.98 | 0.18 | N | North | FC
CRNEVL_6_SJQN 3 | Fresno | SAN JOAQUIN 3 | 0.46 | 0.22 | 0.09 | 0 | 0 | 0 | 0 | 0 | 0 | 0 | 0 | 0 | N | North | FC
CROKET_7_UNIT | Bay Area | CROCKETT COGEN | 196.01 | 185.45 | 113.98 | 56.43 | 127.61 | 225.26 | 215.2 | 211.49 | 165.57 | 167.91 | 180.21 | 206.5 | N | North | FC
CRSTWD_6_KUMYAY | San Diego-IV | Kumeyaay Wind Farm | 7 | 6 | 14 | 12.5 | 12.5 | 16.5 | 11.5 | 10.5 | 7.5 | 4 | 6 | 6.5 | N | South | FC
CRWCKS_1_SOLAR1 | Stockton | Crow Creek Solar 1 | 0 | 0 | 0 | 0 | 0 | 0 | 0 | 0 | 0 | 0 | 0 | 0 | N | North | EO
CSCCOG_1_UNIT 1 | Bay Area | SANTA CLARA CO-GEN | 6 | 6 | 6 | 6 | 6 | 6 | 6 | 6 | 6 | 6 | 6 | 6 | Y | North | FC
CSCGNR_1_UNIT 1 | Bay Area | GIANERA PEAKER UNIT 1 | 24 | 24 | 24 | 24 | 24 | 24 | 24 | 24 | 24 | 24 | 24 | 24 | Y | North | FC
CSCGNR_1_UNIT 2 | Bay Area | GIANERA PEAKER UNIT 2 | 24 | 24 | 24 | 24 | 24 | 24 | 24 | 24 | 24 | 24 | 24 | 24 | Y | North | FC
CSLR4S_2_SOLAR | San Diego-IV | Csolar IV South | 5.2 | 3.9 | 23.4 | 19.5 | 20.8 | 40.3 | 50.7 | 35.1 | 18.2 | 2.6 | 2.6 | 0 | N | South | FC
CSTOGA_6_LNDFIL | NCNB | Clover Flat Land Fill Gas | 0 | 0 | 0 | 0 | 0 | 0 | 0 | 0 | 0 | 0 | 0 | 0 | N | North | EO
CSTRVL_7_PL1X2 | CAISO System | Marina Land Fill Gas | 4.13 | 3.51 | 3.69 | 4.01 | 3.63 | 3.95 | 4.16 | 4.14 | 4.17 | 3.86 | 3.98 | 3.73 | Y | North | FC
CSTRVL_7_QFUNTS | CAISO System | Castroville QF Aggregate | 0.12 | 0.11 | 0.1 | 0.1 | 0.12 | 0.05 | 0.05 | 0.04 | 0.05 | 0.06 | 0.07 | 0.13 | N | North | FC
CTNWDP_1_QF | CAISO System | SMALL QF AGGREGATION - BURNEY | 0 | 0 | 0 | 0.01 | 0.01 | 0.01 | 0.01 | 0.01 | 0.01 | 0.01 | 0.01 | 0.01 | N | North | FC
CUMBIA_1_SOLAR | Bay Area | Columbia Solar Energy II | 0.76 | 0.57 | 3.42 | 2.85 | 3.04 | 5.89 | 7.41 | 5.13 | 2.66 | 0.38 | 0.38 | 0 | N | North | ID | 100%
CUMMNG_6_SUNCT1 | CAISO System | SunSelect 1 | 3.33 | 3.39 | 3.04 | 3.01 | 3.34 | 3.54 | 3.53 | 3.56 | 3.4 | 3.16 | 3.38 | 3.45 | Y | South | FC
CURTIS_1_CANLCK | Fresno | Canal Creek Powerhouse | 0 | 0 | 0 | 0 | 0 | 0 | 0 | 0 | 0 | 0 | 0 | 0 | N | North | FC
CURTIS_1_FARFLD | Fresno | Fairfield Powerhouse | 0 | 0 | 0 | 0 | 0.16 | 0.51 | 0.78 | 0.47 | 0.09 | 0 | 0 | 0 | N | North | FC
CUYAMS_6_CUYSR1 | CAISO System | Cuyama Solar | 1.6 | 1.2 | 7.2 | 6 | 6.4 | 12.4 | 15.6 | 10.8 | 5.6 | 0.8 | 0.8 | 0 | N | North | FC
DAIRLD_1_MD1SL1 | Fresno | Madera 1 | 0 | 0 | 0 | 0 | 0 | 0 | 0 | 0 | 0 | 0 | 0 | 0 | N | North | EO
DAIRLD_1_MD2BM1 | Fresno | Madera Digester Genset 2 | 0 | 0 | 0 | 0 | 0 | 0 | 0 | 0 | 0 | 0 | 0 | 0 | N | North | EO
DAVIS_1_SOLAR1 | Sierra | Grasslands 3 | 0 | 0 | 0 | 0 | 0 | 0 | 0 | 0 | 0 | 0 | 0 | 0 | N | North | EO
DAVIS_1_SOLAR2 | Sierra | Grasslands 4 | 0 | 0 | 0 | 0 | 0 | 0 | 0 | 0 | 0 | 0 | 0 | 0 | N | North | EO
DAVIS_7_MNMETH | Sierra | MM Yolo Power LLC | 1.4 | 1.45 | 1.86 | 2.25 | 2.06 | 2.15 | 1.83 | 1.76 | 1.6 | 1.71 | 1.76 | 1.69 | N | North | FC
DEADCK_1_UNIT | Sierra | DEADCK_1_UNIT | 0.84 | 0.79 | 0.98 | 0.61 | 0.21 | 0.05 | 0 | 0 | 0 | 0.03 | 0.02 | 0.2 | N | North | FC
DEERCR_6_UNIT 1 | Sierra | DEER CREEK | 1.06 | 1.07 | 0.43 | 0.09 | 1.93 | 3.64 | 3.41 | 2.98 | 3.05 | 2.41 | 1.64 | 1.54 | N | North | FC
DELAMO_2_SOLAR1 | LA Basin | Golden Springs Building H | 0.06 | 0.05 | 0.27 | 0.23 | 0.24 | 0.47 | 0.59 | 0.41 | 0.21 | 0.03 | 0.03 | 0 | N | South | FC
DELAMO_2_SOLAR2 | LA Basin | Golden Springs Building M | 0.07 | 0.05 | 0.32 | 0.26 | 0.28 | 0.54 | 0.68 | 0.47 | 0.25 | 0.04 | 0.04 | 0 | N | South | FC
DELAMO_2_SOLAR3 | LA Basin | Golden Springs Building G | 0.05 | 0.04 | 0.23 | 0.19 | 0.2 | 0.39 | 0.49 | 0.34 | 0.18 | 0.03 | 0.03 | 0 | N | South | FC
DELAMO_2_SOLAR4 | LA Basin | Golden Springs Building F | 0.05 | 0.04 | 0.23 | 0.2 | 0.21 | 0.4 | 0.51 | 0.35 | 0.18 | 0.03 | 0.03 | 0 | N | South | FC
DELAMO_2_SOLAR5 | LA Basin | Golden Springs Building L | 0.04 | 0.03 | 0.18 | 0.15 | 0.16 | 0.31 | 0.39 | 0.27 | 0.14 | 0.02 | 0.02 | 0 | N | South | FC
DELAMO_2_SOLAR6 | LA Basin | Freeway Springs | 0.08 | 0.06 | 0.36 | 0.3 | 0.32 | 0.62 | 0.78 | 0.54 | 0.28 | 0.04 | 0.04 | 0 | N | South | FC
DELAMO_2_SOLRC1 | LA Basin | Golden Springs Building C1 | 0 | 0 | 0 | 0 | 0 | 0 | 0 | 0 | 0 | 0 | 0 | 0 | N | South | EO
DELAMO_2_SOLRD | LA Basin | Golden Solar Building D | 0 | 0 | 0 | 0 | 0 | 0 | 0 | 0 | 0 | 0 | 0 | 0 | N | South | EO
DELSUR_6_BSOLAR | Big Creek-Ventura | Central Antelope Dry Ranch B | 0.12 | 0.09 | 0.54 | 0.45 | 0.48 | 0.93 | 1.17 | 0.81 | 0.42 | 0.06 | 0.06 | 0 | N | South | FC
DELSUR_6_CREST | Big Creek-Ventura | Delsur Aggregate Solar Resources | 0 | 0 | 0 | 0 | 0 | 0 | 0 | 0 | 0 | 0 | 0 | 0 | N | South | EO
DELSUR_6_DRYFRB | Big Creek-Ventura | Dry Farm Ranch B | 0.2 | 0.15 | 0.9 | 0.75 | 0.8 | 1.55 | 1.95 | 1.35 | 0.7 | 0.1 | 0.1 | 0 | N | South | FC
DELSUR_6_SOLAR1 | Big Creek-Ventura | Summer Solar North | 0.26 | 0.2 | 1.17 | 0.98 | 1.04 | 2.02 | 2.54 | 1.76 | 0.91 | 0.13 | 0.13 | 0 | N | South | FC
DELSUR_6_SOLAR4 | Big Creek-Ventura | Radiance Solar 4 | 0 | 0 | 0 | 0 | 0 | 0 | 0 | 0 | 0 | 0 | 0 | 0 | N | South | EO
DELSUR_6_SOLAR5 | Big Creek-Ventura | Radiance Solar 5 | 0 | 0 | 0 | 0 | 0 | 0 | 0 | 0 | 0 | 0 | 0 | 0 | N | South | EO
DELTA_2_PL1X4 | Bay Area | DELTA ENERGY CENTER AGGREGATE | 861.29 | 861.29 | 855 | 845 | 835 | 820 | 813 | 813 | 813 | 835 | 850 | 861.29 | Y | North | FC
DEVERS_1_QF | LA Basin | DEVERS QFS | 1.12 | 0.96 | 2.24 | 2 | 2 | 2.64 | 1.84 | 1.68 | 1.2 | 0.64 | 0.96 | 1.04 | N | South | FC
DEVERS_1_SEPV05 | LA Basin | SEPV 5 | 0 | 0 | 0 | 0 | 0 | 0 | 0 | 0 | 0 | 0 | 0 | 0 | N | South | EO
DEVERS_1_SOLAR | LA Basin | Cascade Solar | 0 | 0 | 0 | 0 | 0 | 0 | 0 | 0 | 0 | 0 | 0 | 0 | N | South | EO
DEVERS_1_SOLAR1 | LA Basin | SEPV8 | 0 | 0 | 0 | 0 | 0 | 0 | 0 | 0 | 0 | 0 | 0 | 0 | N | South | EO
DEVERS_1_SOLAR2 | LA Basin | SEPV9 | 0 | 0 | 0 | 0 | 0 | 0 | 0 | 0 | 0 | 0 | 0 | 0 | N | South | EO
DEVERS_2_CS2SR4 | LA Basin | Caliente Solar 2 | 0 | 0 | 0 | 0 | 0 | 0 | 0 | 0 | 0 | 0 | 0 | 0 | N | South | EO
DEVERS_2_DHSPG2 | LA Basin | Desert Hot Springs 2 | 0 | 0 | 0 | 0 | 0 | 0 | 0 | 0 | 0 | 0 | 0 | 0 | N | South | EO
DEXZEL_1_UNIT | Kern | Western Power and Steam Cogeneration | 17.5 | 17.76 | 17.6 | 12.48 | 17.74 | 17.56 | 16.12 | 17.78 | 17.43 | 17.26 | 15.81 | 15.56 | N | North | FC
DIABLO_7_UNIT 1 | CAISO System | Diablo Canyon Unit 1 | 1140 | 1140 | 1140 | 1140 | 1140 | 1140 | 1140 | 1140 | 1140 | 1140 | 1140 | 1140 | N | North | FC
DIABLO_7_UNIT 2 | CAISO System | Diablo Canyon Unit 2 | 1140 | 1140 | 1140 | 1140 | 1140 | 1140 | 1140 | 1140 | 1140 | 1140 | 1140 | 1140 | N | North | FC
DINUBA_6_UNIT | Fresno | Dinuba Energy, Inc. | 0 | 0 | 0 | 0 | 0 | 0 | 0 | 0 | 0 | 0 | 0 | 0 | N | North | FC
DISCOV_1_CHEVRN | Kern | CHEVRON USA (EASTRIDGE) | 5.42 | 2.81 | 3.45 | 3.88 | 3.47 | 3.4 | 2.36 | 2.58 | 2.34 | 3.66 | 1.38 | 2.45 | N | North | FC
DIXNLD_1_LNDFL | Bay Area | Zero Waste Energy | 0.48 | 0.78 | 0.87 | 0.74 | 0.8 | 0.73 | 0.71 | 0.64 | 0.58 | 0.54 | 0.35 | 0.36 | N | North | FC
DMDVLY_1_UNITS | LA Basin | DIAMOND VALLEY LAKE PUMP-GEN PLANT | 0.38 | 1.33 | 3.4 | 3.5 | 3.6 | 1.6 | 6.9 | 3 | 7.1 | 8.8 | 5.9 | 3.3 | N | South | FC
DONNLS_7_UNIT | Stockton | Donnells Hydro | 65.95 | 66.32 | 67.86 | 65.21 | 70.1 | 72 | 72 | 72 | 72 | 70.02 | 67.92 | 66.81 | Y | North | FC
DOSMGO_2_NSPIN | CAISO System | DOSMGO_2_NSPIN | 16.06 | 16.05 | 13.53 | 15.52 | 16.06 | 16.06 | 16.06 | 16.06 | 16.06 | 13.74 | 16.06 | 16.06 | Y | North | FC
DOUBLC_1_UNITS | Kern | DOUBLE "C" LIMITED | 51.48 | 51.44 | 51 | 50.38 | 50.2 | 49.54 | 49.38 | 49.5 | 50.03 | 50.43 | 51.14 | 51.68 | Y | North | FC
DRACKR_2_DS3SR3 | CAISO System |  | JUN: 38.75; JUL: 48.75; AUG: 33.75; SEP: 17.5; OCT: 2.5; NOV: 2.5; DEC: 0 | N | South | FC
DRACKR_2_SOLAR1 | CAISO System | Dracker Solar Unit 1 | 4.4 | 3.3 | 19.8 | 16.5 | 17.6 | 34.1 | 42.9 | 29.7 | 15.4 | 2.2 | 2.2 | 0 | N | South | FC
DRACKR_2_SOLAR2 | CAISO System | Dracker Solar Unit 2 | 5 | 3.75 | 22.5 | 18.75 | 20 | 38.75 | 48.75 | 33.75 | 17.5 | 2.5 | 2.5 | 0 | N | South | FC
DREWS_6_PL1X4 | LA Basin | Drews Generating Plant | 36 | 36 | 36 | 36 | 36 | 36 | 36 | 36 | 36 | 36 | 36 | 36 | Y | South | FC
DRUM_7_PL1X2 | Sierra | Drum PH 1 Units 1 & 2 Aggregate | 26 | 26 | 26 | 26 | 26 | 26 | 26 | 26 | 26 | 26 | 26 | 26 | Y | North | FC
DRUM_7_PL3X4 | Sierra | Drum PH 1 Units 3 & 4 Aggregate | 28.9 | 28.9 | 28.9 | 28.9 | 28.9 | 28.9 | 28.9 | 28.9 | 28.9 | 28.9 | 28.9 | 28.9 | Y | North | FC
DRUM_7_UNIT 5 | Sierra | DRUM PH 2 UNIT 5 | 50 | 50 | 50 | 50 | 50 | 50 | 50 | 50 | 50 | 50 | 50 | 50 | Y | North | FC
DSABLA_7_UNIT | CAISO System | De Sabla Hydro | 5.02 | 6.35 | 4.17 | 2.16 | 4.79 | 7.15 | 9.05 | 5.63 | 2.65 | 3.11 | 5.67 | 6.67 | N | North | FC
DSFLWR_2_WS2SR1 | CAISO System | Willow Springs 2 | 4 | 3 | 18 | 15 | 16 | 31 | 39 | 27 | 14 | 2 | 2 | 0 | N | South | FC
DSRTSL_2_SOLAR1 | CAISO System | Desert Stateline | 11.85 | 8.89 | 53.31 | 44.43 | 47.39 | 91.82 | 115.51 | 79.97 | 41.47 | 5.92 | 5.92 | 0 | N | South | FC
DSRTSN_2_SOLAR1 | CAISO System | Desert Sunlight 300 | 12 | 9 | 54 | 45 | 48 | 93 | 117 | 81 | 42 | 6 | 6 | 0 | N | South | FC
DSRTSN_2_SOLAR2 | CAISO System | Desert Sunlight 250 | 10 | 7.5 | 45 | 37.5 | 40 | 77.5 | 97.5 | 67.5 | 35 | 5 | 5 | 0 | N | South | FC
DTCHWD_2_BT3WND | CAISO System | Brookfield Tehachapi 3 | 0.63 | 0.54 | 1.26 | 1.13 | 1.13 | 1.49 | 1.04 | 0.95 | 0.68 | 0.36 | 0.54 | 0.59 | N | South | FC
DTCHWD_2_BT4WND | CAISO System | Brookfield Tehachapi 4 | 0.91 | 0.78 | 1.83 | 1.63 | 1.63 | 2.15 | 1.5 | 1.37 | 0.98 | 0.52 | 0.78 | 0.85 | N | South | FC
DUANE_1_PL1X3 | Bay Area | DONALD VON RAESFELD POWER PROJECT | 147.8 | 147.8 | 147.8 | 147.8 | 143.5 | 143.5 | 143.5 | 143.5 | 143.5 | 147.8 | 147.8 | 147.8 | Y | North | FC
DUTCH1_7_UNIT 1 | Sierra | DUTCH FLAT 1 PH | 22 | 22 | 22 | 22 | 22 | 22 | 22 | 22 | 22 | 22 | 22 | 22 | Y | North | FC
DUTCH2_7_UNIT 1 | Sierra | DUTCH FLAT 2 PH | 26 | 26 | 26 | 26 | 26 | 26 | 26 | 26 | 26 | 26 | 26 | 26 | Y | North | FC
DVLCYN_1_UNITS | LA Basin | DEVIL CANYON HYDRO UNITS 1-4 AGGREGATE | 184.6 | 183.23 | 188.49 | 125.75 | 158.47 | 166.34 | 162.6 | 154.97 | 153.59 | 166.4 | 174.37 | 161.78 | Y | South | FC
EASTWD_7_UNIT | Big Creek-Ventura | EASTWOOD PUMP-GEN | 199 | 199 | 199 | 199 | 199 | 199 | 199 | 199 | 199 | 199 | 199 | 199 | Y | South | FC
EDMONS_2_NSPIN | Big Creek-Ventura | EDMONS_2_NSPIN | 236 | 236 | 236 | 236 | 236 | 236 | 236 | 236 | 236 | 236 | 236 | 236 | Y | South | FC
EEKTMN_6_SOLAR1 | Fresno | EE K Solar 1 | 0 | 0 | 0 | 0 | 0 | 0 | 0 | 0 | 0 | 0 | 0 | 0 | N | North | EO
ELCAJN_6_EB1BT1 | San Diego-IV | Eastern BESS 1 | 7.5 | 7.5 | 7.5 | 7.5 | 7.5 | 7.5 | 7.5 | 7.5 | 7.5 | 7.5 | 7.5 | 7.5 | Y | South | FC
ELCAJN_6_LM6K | San Diego-IV | El Cajon Energy Center | 48.1 | 48.1 | 48.1 | 48.1 | 48.1 | 48.1 | 48.1 | 48.1 | 48.1 | 48.1 | 48.1 | 48.1 | Y | South | FC
ELCAJN_6_UNITA1 | San Diego-IV | Cuyamaca Peak Energy Plant | 45.42 | 45.42 | 45.42 | 45.42 | 45.42 | 45.42 | 45.42 | 45.42 | 45.42 | 45.42 | 45.42 | 45.42 | Y | South | FC
ELCAP_1_SOLAR | Fresno | 2097 Helton | 0 | 0 | 0 | 0 | 0 | 0 | 0 | 0 | 0 | 0 | 0 | 0 | N | North | EO
ELDORO_7_UNIT 1 | Sierra | El Dorado Unit 1 | 11 | 11 | 11 | 11 | 11 | 11 | 11 | 11 | 11 | 11 | 11 | 11 | Y | North | FC
ELDORO_7_UNIT 2 | Sierra | El Dorado Unit 2 | 11 | 11 | 11 | 11 | 11 | 11 | 11 | 11 | 11 | 11 | 11 | 11 | Y | North | FC
ELECTR_7_PL1X3 | CAISO System | ELECTRA PH UNIT 1 & 2 AGGREGATE | 93 | 93 | 93 | 93 | 93 | 93 | 93 | 93 | 93 | 93 | 93 | 93 | Y | North | FC
ELKCRK_6_STONYG | CAISO System | STONEY GORGE HYDRO AGGREGATE | 1.8 | 2.4 | 2.7 | 2.2 | 1.6 | 1.7 | 2.2 | 2 | 1.4 | 0.4 | 0.1 | 0.9 | Y | North | FC
ELKHIL_2_PL1X3 | CAISO System | ELK HILLS COMBINED CYCLE (AGGREGATE) | 380 | 380 | 380 | 380 | 380 | 380 | 380 | 380 | 380 | 380 | 380 | 380 | Y | North | FC
ELLIS_2_QF | LA Basin | ELLIS QFS | 0.08 | 0 | 0.05 | 0.06 | 0.01 | 0.08 | 0.06 | 0.06 | 0.1 | 0.01 | 0.02 | 0.04 | N | South | FC
ELNIDP_6_BIOMAS | Fresno | El Nido Biomass to Energy | 9.34 | 9.12 | 9.46 | 8.57 | 8 | 9.17 | 9.97 | 9.59 | 8.93 | 7.62 | 9.31 | 8.9 | N | North | FC | 96%
ELSEGN_2_UN1011 | LA Basin | El Segundo Energy Center 5/6 | 263 | 263 | 263 | 263 | 263 | 263 | 263 | 263 | 263 | 263 | 263 | 263 | Y | South | FC
ELSEGN_2_UN2021 | LA Basin | El Segundo Energy Center 7/8 | 263.68 | 263.68 | 263.68 | 263.68 | 263.68 | 263.68 | 263.68 | 263.68 | 263.68 | 263.68 | 263.68 | 263.68 | Y | South | FC
ENERSJ_2_WIND | San Diego-IV | ESJ Wind Energy | 21.71 | 18.61 | 43.43 | 38.78 | 38.78 | 51.18 | 35.67 | 32.57 | 23.27 | 12.41 | 18.61 | 20.16 | N | South | FC
ENWIND_2_WIND1 | CAISO System | Cameron Ridge | 6.59 | 5.65 | 13.19 | 11.78 | 11.78 | 15.54 | 10.83 | 9.89 | 7.07 | 3.77 | 5.65 | 6.12 | N | South | FC
ENWIND_2_WIND2 | CAISO System | Ridgetop I | 5.35 | 4.59 | 10.71 | 9.56 | 9.56 | 12.62 | 8.8 | 8.03 | 5.74 | 3.06 | 4.59 | 4.97 | N | South | FC
ESCNDO_6_EB1BT1 | San Diego-IV | Escondido BESS 1 | 10 | 10 | 10 | 10 | 10 | 10 | 10 | 10 | 10 | 10 | 10 | 10 | Y | South | FC
ESCNDO_6_EB2BT2 | San Diego-IV | Escondido BESS 2 | 10 | 10 | 10 | 10 | 10 | 10 | 10 | 10 | 10 | 10 | 10 | 10 | Y | South | FC
ESCNDO_6_EB3BT3 | San Diego-IV | Escondido BESS 3 | 10 | 10 | 10 | 10 | 10 | 10 | 10 | 10 | 10 | 10 | 10 | 10 | Y | South | FC
ESCNDO_6_PL1X2 | San Diego-IV | MMC Escondido Aggregate | 48.71 | 48.71 | 48.71 | 48.71 | 48.71 | 48.71 | 48.71 | 48.71 | 48.71 | 48.71 | 48.71 | 48.71 | Y | South | FC
ESCNDO_6_UNITB1 | San Diego-IV | CalPeak Power Enterprise Unit 1 | 48.04 | 48.04 | 48.04 | 48.04 | 48.04 | 48.04 | 48.04 | 48.04 | 48.04 | 48.04 | 48.04 | 48.04 | Y | South | FC
ESCO_6_GLMQF | San Diego-IV | Goal Line Cogen | 36.58 | 29.85 | 29.08 | 29.88 | 34.71 | 35.48 | 33.33 | 36.41 | 34.79 | 20.35 | 13.58 | 27.91 | Y | South | FC
ESQUON_6_LNDFIL | CAISO System | Neal Road Landfill Generating Facility | 0 | 0 | 0 | 0 | 0 | 0 | 0 | 0 | 0 | 0 | 0 | 0 | N | North | EO
ETIWND_2_CHMPNE | LA Basin | Champagne | 0 | 0 | 0 | 0 | 0 | 0 | 0 | 0 | 0 | 0 | 0 | 0 | N | South | EO
ETIWND_2_FONTNA | LA Basin | FONTANALYTLE CREEK POWERHOUSE P | 0.46 | 0.6 | 0.75 | 0.75 | 0.56 | 0.37 | 0.21 | 0.21 | 0.22 | 0.13 | 0.21 | 0.44 | N | South | FC
ETIWND_2_RTS010 | LA Basin | SPVP010 Fontana RT Solar | 0.06 | 0.05 | 0.27 | 0.23 | 0.24 | 0.47 | 0.59 | 0.41 | 0.21 | 0.03 | 0.03 | 0 | N | South | FC
ETIWND_2_RTS015 | LA Basin | SPVP015 | 0.12 | 0.09 | 0.54 | 0.45 | 0.48 | 0.93 | 1.17 | 0.81 | 0.42 | 0.06 | 0.06 | 0 | N | South | FC
ETIWND_2_RTS017 | LA Basin | SPVP017 | 0.14 | 0.11 | 0.63 | 0.53 | 0.56 | 1.09 | 1.37 | 0.95 | 0.49 | 0.07 | 0.07 | 0 | N | South | FC
ETIWND_2_RTS018 | LA Basin | SPVP018 Fontana RT Solar | 0.06 | 0.05 | 0.27 | 0.23 | 0.24 | 0.47 | 0.59 | 0.41 | 0.21 | 0.03 | 0.03 | 0 | N | South | FC
ETIWND_2_RTS023 | LA Basin | SPVP023 Fontana RT Solar | 0.1 | 0.08 | 0.45 | 0.38 | 0.4 | 0.78 | 0.98 | 0.68 | 0.35 | 0.05 | 0.05 | 0 | N | South | FC
ETIWND_2_RTS026 | LA Basin | SPVP026 | 0.24 | 0.18 | 1.08 | 0.9 | 0.96 | 1.86 | 2.34 | 1.62 | 0.84 | 0.12 | 0.12 | 0 | N | South | FC
ETIWND_2_RTS027 | LA Basin | SPVP027 | 0.08 | 0.06 | 0.36 | 0.3 | 0.32 | 0.62 | 0.78 | 0.54 | 0.28 | 0.04 | 0.04 | 0 | N | South | FC
ETIWND_2_SOLAR1 | LA Basin | Dedeaux Ontario | 0 | 0 | 0 | 0 | 0 | 0 | 0 | 0 | 0 | 0 | 0 | 0 | N | South | EO
ETIWND_2_SOLAR2 | LA Basin | Rochester | 0 | 0 | 0 | 0 | 0 | 0 | 0 | 0 | 0 | 0 | 0 | 0 | N | South | EO
ETIWND_2_SOLAR5 | LA Basin | Dulles | 0 | 0 | 0 | 0 | 0 | 0 | 0 | 0 | 0 | 0 | 0 | 0 | N | South | EO
ETIWND_2_UNIT1 | LA Basin | ETIWND_2_UNIT1 | 6.62 | 8.19 | 7.73 | 6.38 | 6.67 | 9.24 | 10.36 | 10.34 | 8.57 | 5.68 | 6.73 | 7.12 | N | South | FC
ETIWND_6_GRPLND | LA Basin | Grapeland Peaker | 46 | 46 | 46 | 46 | 46 | 46 | 46 | 47.39 | 47.39 | 47.39 | 47.39 | 47.39 | Y | South | FC
ETIWND_6_MWDETI | LA Basin | ETIWANDA RECOVERY HYDRO | 3.9 | 3.8 | 2 | 4.3 | 12.6 | 14.4 | 16.4 | 16.7 | 15.6 | 13.8 | 12.3 | 9.4 | N | South | FC
EXCHEC_7_UNIT 1 | Fresno | EXCHEQUER HYDRO | 90.72 | 90.72 | 90.72 | 90.72 | 90.72 | 90.72 | 90.72 | 90.72 | 90.72 | 90.72 | 90.72 | 90.72 | Y | North | FC | 96%
EXCLSG_1_SOLAR | Fresno | Excelsior Solar | 2.4 | 1.8 | 10.8 | 9 | 9.6 | 18.6 | 23.4 | 16.2 | 8.4 | 1.2 | 1.2 | 0 | N | North | ID | 100%
FAIRHV_6_UNIT | Humboldt | FAIRHAVEN POWER CO. | 6.01 | 10.81 | 10.51 | 10.06 | 11.17 | 11.57 | 11.73 | 12.65 | 13.95 | 12.45 | 14.69 | 11.57 | N | North | FC
FELLOW_7_QFUNTS | CAISO System | Fellow QF Aggregate | 1.44 | 1.07 | 1.08 | 1.49 | 1.16 | 1.32 | 1.23 | 1.22 | 1.1 | 1.46 | 1.53 | 1.57 | N | North | FC
FLOWD_2_RT2WD2 | CAISO System | Ridgetop 2 | 3.83 | 3.29 | 7.67 | 6.85 | 6.85 | 9.04 | 6.3 | 5.75 | 4.11 | 2.19 | 3.29 | 3.56 | N | South | FC
FLOWD_2_WIND1 | CAISO System | Cameron Ridge 2 | 1.67 | 1.43 | 3.33 | 2.98 | 2.98 | 3.93 | 2.74 | 2.5 | 1.79 | 0.95 | 1.43 | 1.55 | N | South | FC
FLOWD2_2_FPLWND | CAISO System | DIABLO WINDS | 2.52 | 2.16 | 5.04 | 4.5 | 4.5 | 5.94 | 4.14 | 3.78 | 2.7 | 1.44 | 2.16 | 2.34 | N | North | FC
FMEADO_6_HELLHL | Sierra | FMEADO_6_HELLHL | 0.18 | 0.28 | 0.29 | 0.35 | 0.43 | 0.43 | 0.45 | 0.43 | 0.35 | 0.47 | 0.39 | 0.24 | N | North | FC
FMEADO_7_UNIT | Sierra | FRENCH MEADOWS HYDRO | 16 | 16 | 16 | 16 | 16 | 16 | 16 | 16 | 16 | 16 | 16 | 16 | Y | North | FC
FORBST_7_UNIT 1 | Sierra | FORBESTOWN HYDRO | 37.5 | 37.5 | 37.5 | 37.5 | 37.5 | 37.5 | 37.5 | 37.5 | 37.5 | 37.5 | 37.5 | 37.5 | Y | North | FC
FORKBU_6_UNIT | CAISO System | HYPOWER, INC. (FORKS OF BUTTE) | 10.25 | 9.7 | 12.53 | 12.9 | 7.69 | 2.05 | 0.66 | 0.27 | 0.4 | 1.01 | 3.21 | 4.38 | N | North | FC
FRESHW_1_SOLAR1 | Fresno | Corcoran 3 | 0 | 0 | 0 | 0 | 0 | 0 | 0 | 0 | 0 | 0 | 0 | 0 | N | North | EO
FRIANT_6_UNITS | Fresno | FRIANT DAM | 11.05 | 11.58 | 4.8 | 13.47 | 14.61 | 16.97 | 18.61 | 14.33 | 8.34 | 6.11 | 2.13 | 1.21 | N | North | FC
FRITO_1_LAY | CAISO System | FRITO-LAY | 0.08 | 0.23 | 0.27 | 0.32 | 0.25 | 0.07 | 0.07 | 0.08 | 0.07 | 0.09 | 0.07 | 0.1 | N | North | FC
FRNTBW_6_SOLAR1 | CAISO System | Frontier Solar | 0.8 | 0.6 | 3.6 | 3 | 3.2 | 6.2 | 7.8 | 5.4 | 2.8 | 0.4 | 0.4 | 0 | N | North | FC
FROGTN_1_UTICAA | Stockton | Angels Powerhouse | 1.4 | 1.4 | 1.4 | 1.4 | 1.4 | 1.4 | 1.4 | 1.4 | 1.4 | 1.4 | 1.4 | 1.4 | Y | North | FC
FROGTN_1_UTICAM | Stockton | Murphys Powerhouse | 2.11 | 2.16 | 2.41 | 2.44 | 2.33 | 2.41 | 2.43 | 2.37 | 2.36 | 2.19 | 1.39 | 1.53 | N | North | FC
FTSWRD_6_TRFORK | Humboldt | Three Forks Water Power Project | 1.12 | 1.14 | 1.17 | 1.22 | 0.8 | 0.54 | 0.29 | 0.15 | 0.09 | 0.21 | 0.53 | 0.67 | N | North | PD | 80%
FTSWRD_7_QFUNTS | Humboldt | FTSWRD_7_QFUNTS | 0.01 | 0.01 | 0.02 | 0.02 | 0.01 | 0 | 0 | 0 | 0 | 0 | 0 | 0 | N | North | FC
FULTON_1_QF | NCNB | SMALL QF AGGREGATION - ZENIA | 0.13 | 0.14 | 0.16 | 0.17 | 0.16 | 0.13 | 0.08 | 0.06 | 0.05 | 0.06 | 0.09 | 0.14 | N | North | FC
GALE_1_SR3SR3 | CAISO System | Sunray 3 | 0.55 | 0.41 | 2.48 | 2.07 | 2.21 | 4.28 | 5.38 | 3.73 | 1.93 | 0.28 | 0.28 | 0 | N | South | FC
GANSO_1_WSTBM1 | CAISO System | Weststar Dairy Biogas | 0 | 0 | 0 | 0 | 0 | 0 | 0 | 0 | 0 | 0 | 0 | 0 | N | North | EO
GARLND_2_GASLR | CAISO System | Garland B | 7.2 | 5.4 | 32.4 | 27 | 28.8 | 55.8 | 70.2 | 48.6 | 25.2 | 3.6 | 3.6 | 0 | N | South | FC
GARLND_2_GASLRA | CAISO System | Garland A | 0.8 | 0.6 | 3.6 | 3 | 3.2 | 6.2 | 7.8 | 5.4 | 2.8 | 0.4 | 0.4 | 0 | N | South | FC
GARNET_1_SOLAR | LA Basin | North Palm Springs 4A | 0 | 0 | 0 | 0 | 0 | 0 | 0 | 0 | 0 | 0 | 0 | 0 | N | South | EO
GARNET_1_SOLAR2 | LA Basin | Garnet Solar Power Generation Station 1 | 0.16 | 0.12 | 0.72 | 0.6 | 0.64 | 1.24 | 1.56 | 1.08 | 0.56 | 0.08 | 0.08 | 0 | N | South | ID | 100%
GARNET_1_UNITS | LA Basin | GARNET GREEN POWER PROJECT AGGREGATE | 2.31 | 1.98 | 4.62 | 4.13 | 4.13 | 5.45 | 3.8 | 3.47 | 2.48 | 1.32 | 1.98 | 2.15 | N | South | FC
GARNET_1_WIND | LA Basin | GARNET WIND ENERGY CENTER | 0.91 | 0.78 | 1.82 | 1.63 | 1.63 | 2.15 | 1.5 | 1.37 | 0.98 | 0.52 | 0.78 | 0.85 | N | South | FC
GARNET_1_WINDS | LA Basin | Garnet Winds Aggregation | 3.15 | 2.7 | 6.3 | 5.63 | 5.63 | 7.43 | 5.18 | 4.73 | 3.38 | 1.8 | 2.7 | 2.93 | N | South | FC
GARNET_1_WT3WND | LA Basin | Wagner Wind | 0 | 0 | 0 | 0 | 0 | 0 | 0 | 0 | 0 | 0 | 0 | 0 | N | South | EO
GARNET_2_DIFWD1 | LA Basin | Difwind | 1.1 | 0.95 | 2.21 | 1.97 | 1.97 | 2.6 | 1.81 | 1.65 | 1.18 | 0.63 | 0.95 | 1.02 | N | South | FC
GARNET_2_HYDRO | LA Basin | Whitewater Hydro | 0.58 | 0.4 | 0.34 | 0.59 | 0.71 | 0.89 | 0.79 | 0.76 | 0.69 | 0.35 | 0.27 | 0.3 | N | South | FC
GARNET_2_WIND1 | LA Basin | Phoenix | 1.57 | 1.34 | 3.14 | 2.8 | 2.8 | 3.7 | 2.58 | 2.35 | 1.68 | 0.9 | 1.34 | 1.46 | N | South | FC
GARNET_2_WIND2 | LA Basin | Karen Avenue Wind Farm | 1.64 | 1.4 | 3.28 | 2.93 | 2.93 | 3.86 | 2.69 | 2.46 | 1.76 | 0.94 | 1.4 | 1.52 | N | South | FC
GARNET_2_WIND3 | LA Basin | San Gorgonio East | 1.76 | 1.51 | 3.53 | 3.15 | 3.15 | 4.16 | 2.9 | 2.65 | 1.89 | 1.01 | 1.51 | 1.64 | N | South | FC
GARNET_2_WIND4 | LA Basin | Windustries | 1.37 | 1.18 | 2.74 | 2.45 | 2.45 | 3.23 | 2.25 | 2.06 | 1.47 | 0.78 | 1.18 | 1.27 | N | South | FC
GARNET_2_WIND5 | LA Basin | Eastwind | 0.42 | 0.36 | 0.84 | 0.75 | 0.75 | 0.99 | 0.69 | 0.63 | 0.45 | 0.24 | 0.36 | 0.39 | N | South | FC
GARNET_2_WPMWD6 | LA Basin | WINTEC PALM | 0.83 | 0.71 | 1.66 | 1.48 | 1.48 | 1.96 | 1.36 | 1.25 | 0.89 | 0.47 | 0.71 | 0.77 | N | South | FC
GASKW1_2_GW1SR1 | CAISO System | Gaskell West 1 | 0.8 | 0.6 | 3.6 | 3 | 3.2 | 6.2 | 7.8 | 5.4 | 2.8 | 0.4 | 0.4 | 0 | N | South | FC
GATES_2_SOLAR | CAISO System | Gates Solar Station | 0.8 | 0.6 | 3.6 | 3 | 3.2 | 6.2 | 7.8 | 5.4 | 2.8 | 0.4 | 0.4 | 0 | N | North | FC
GATES_2_WSOLAR | CAISO System | West Gates Solar Station | 0.4 | 0.3 | 1.8 | 1.5 | 1.6 | 3.1 | 3.9 | 2.7 | 1.4 | 0.2 | 0.2 | 0 | N | North | FC
GATEWY_2_GESBT1 | San Diego-IV | Gateway Energy Storage | JUL: 0; AUG: 30; SEP: 50; OCT: 50; NOV: 50; DEC: 50 | Y | South | ID | 100%
GATWAY_2_PL1X3 | Bay Area | GATEWAY GENERATING STATION | 561.25 | 559.87 | 552.52 | 546.44 | 540.35 | 528.45 | 521.99 | 523.12 | 533.12 | 538.74 | 556.4 | 561.7 | Y | North | FC
GENESI_2_STG | CAISO System | Genesis Station | 10 | 7.5 | 45 | 37.5 | 40 | 77.5 | 97.5 | 67.5 | 35 | 5 | 5 | 0 | N | South | FC
GEYS11_7_UNIT11 | NCNB | GEYSERS UNIT 11 (HEALDSBURG) | 68 | 68 | 68 | 68 | 68 | 68 | 68 | 68 | 68 | 68 | 68 | 68 | Y | North | FC
GEYS12_7_UNIT12 | NCNB | GEYSERS UNIT 12 (HEALDSBURG) | 50 | 50 | 50 | 50 | 50 | 50 | 50 | 50 | 50 | 50 | 50 | 50 | Y | North | FC
GEYS13_7_UNIT13 | NCNB | GEYSERS UNIT 13 (HEALDSBURG) | 56 | 56 | 56 | 56 | 56 | 56 | 56 | 56 | 56 | 56 | 56 | 56 | Y | North | FC
GEYS14_7_UNIT14 | NCNB | GEYSERS UNIT 14 (HEALDSBURG) | 50 | 50 | 50 | 50 | 50 | 50 | 50 | 50 | 50 | 50 | 50 | 50 | Y | North | FC
GEYS16_7_UNIT16 | NCNB | GEYSERS UNIT 16 (HEALDSBURG) | 49 | 49 | 49 | 49 | 49 | 49 | 49 | 49 | 49 | 49 | 49 | 49 | Y | North | FC
GEYS17_2_BOTRCK | NCNB | Bottle Rock Geothermal | 9.53 | 9.24 | 8.78 | 7.65 | 7.36 | 7.03 | 8.41 | 8.23 | 8.29 | 8.64 | 9.29 | 9.55 | N | North | FC
GEYS17_7_UNIT17 | NCNB | GEYSERS UNIT 17 (HEALDSBURG) | 56 | 56 | 56 | 56 | 56 | 56 | 56 | 56 | 56 | 56 | 56 | 56 | Y | North | FC
GEYS18_7_UNIT18 | NCNB | GEYSERS UNIT 18 (HEALDSBURG) | 45 | 45 | 45 | 45 | 45 | 45 | 45 | 45 | 45 | 45 | 45 | 45 | Y | North | FC
GEYS20_7_UNIT20 | NCNB | GEYSERS UNIT 20 (HEALDSBURG) | 40 | 40 | 40 | 40 | 40 | 40 | 40 | 40 | 40 | 40 | 40 | 40 | Y | North | FC
GIFENS_6_BUGSL1 | Fresno | Burford Giffen | 0.8 | 0.6 | 3.6 | 3 | 3.2 | 6.2 | 7.8 | 5.4 | 2.8 | 0.4 | 0.4 | 0 | N | North | ID | 100%
GIFFEN_6_SOLAR | Fresno | Giffen Solar Station | 0.4 | 0.3 | 1.8 | 1.5 | 1.6 | 3.1 | 3.9 | 2.7 | 1.4 | 0.2 | 0.2 | 0 | N | North | ID | 100%
GIFFEN_6_SOLAR1 | Fresno | Aspiration Solar G | 0 | 0 | 0 | 0 | 0 | 0 | 0 | 0 | 0 | 0 | 0 | 0 | N | North | EO
GILROY_1_UNIT | Bay Area | GILROY COGEN AGGREGATE | 120 | 120 | 120 | 120 | 115 | 110 | 105 | 105 | 110 | 120 | 120 | 120 | Y | North | FC
GILRPP_1_PL1X2 | Bay Area | GILROY ENERGY CENTER UNITS 1&2 AGGREGATE | 95.2 | 95.2 | 95.2 | 95.2 | 95.2 | 95.2 | 95.2 | 95.2 | 95.2 | 95.2 | 95.2 | 95.2 | Y | North | FC
GILRPP_1_PL3X4 | Bay Area | GILROY ENERGY CENTER, UNIT #3 | 46.2 | 46.2 | 46.2 | 46.2 | 46.2 | 46.2 | 46.2 | 46.2 | 46.2 | 46.2 | 46.2 | 46.2 | Y | North | FC
GLDFGR_6_SOLAR1 | Big Creek-Ventura | Portal Ridge B | 0.8 | 0.6 | 3.6 | 3 | 3.2 | 6.2 | 7.8 | 5.4 | 2.8 | 0.4 | 0.4 | 0 | N | South | FC
GLDFGR_6_SOLAR2 | Big Creek-Ventura | Portal Ridge C | 0.46 | 0.34 | 2.05 | 1.71 | 1.82 | 3.53 | 4.45 | 3.08 | 1.6 | 0.23 | 0.23 | 0 | N | South | FC
GLDTWN_6_COLUM3 | CAISO System | Columbia 3 | 0.4 | 0.3 | 1.8 | 1.5 | 1.6 | 3.1 | 3.9 | 2.7 | 1.4 | 0.2 | 0.2 | 0 | N | South | FC
GLDTWN_6_SOLAR | CAISO System | Rio Grande | 0.2 | 0.15 | 0.9 | 0.75 | 0.8 | 1.55 | 1.95 | 1.35 | 0.7 | 0.1 | 0.1 | 0 | N | South | FC
GLNARM_2_UNIT 5 | LA Basin | Glenarm Turbine 5 | 65 | 65 | 65 | 65 | 65 | 65 | 65 | 65 | 65 | 65 | 65 | 65 | Y | South | PD | 65.00
GLNARM_7_UNIT 1 | LA Basin | GLEN ARM UNIT 1 | 22.07 | 22.07 | 22.07 | 22.07 | 22.07 | 22.07 | 22.07 | 22.07 | 22.07 | 22.07 | 22.07 | 22.07 | Y | South | FC
GLNARM_7_UNIT 2 | LA Basin | GLEN ARM UNIT 2 | 22.3 | 22.3 | 22.3 | 22.3 | 22.3 | 22.3 | 22.3 | 22.3 | 22.3 | 22.3 | 22.3 | 22.3 | Y | South | FC
GLNARM_7_UNIT 3 | LA Basin | GLEN ARM UNIT 3 | 44.83 | 44.83 | 44.83 | 44.83 | 44.83 | 44.83 | 44.83 | 44.83 | 44.83 | 44.83 | 44.83 | 44.83 | Y | South | FC
GLNARM_7_UNIT 4 | LA Basin | GLEN ARM UNIT 4 | 42.42 | 42.42 | 42.42 | 42.42 | 42.42 | 42.42 | 42.42 | 42.42 | 42.42 | 42.42 | 42.42 | 42.42 | Y | South | FC
GLOW_6_SOLAR | Big Creek-Ventura | Antelope Power Plant | 0 | 0 | 0 | 0 | 0 | 0 | 0 | 0 | 0 | 0 | 0 | 0 | N | South | EO
GOLETA_2_QF | Big Creek-Ventura | GOLETA QFS | 0.01 | 0.01 | 0.03 | 0.05 | 0.03 | 0.05 | 0.06 | 0.04 | 0.05 | 0.06 | 0.05 | 0.01 | N | South | FC
GOLETA_6_ELLWOD | Big Creek-Ventura | ELLWOOD ENERGY SUPPORT FACILITY | 54 | 54 | 54 | 54 | 54 | 54 | 54 | 54 | 54 | 54 | 54 | 54 | Y | South | FC
GOLETA_6_EXGEN | Big Creek-Ventura | EXXON COMPANY USA | 2.84 | 0 | 0 | 0 | 0 | 0 | 0 | 0 | 0 | 0 | 0 | 0 | N | South | FC
GOLETA_6_GAVOTA | Big Creek-Ventura | Point Arguello Pipeline Company | 0 | 0 | 0 | 0 | 0 | 0 | 0 | 0 | 0 | 0 | 0 | 0 | N | South | FC
GOLETA_6_TAJIGS | Big Creek-Ventura | GOLETA_6_TAJIGS | 2.84 | 2.8 | 2.7 | 2.84 | 2.84 | 2.84 | 2.84 | 2.84 | 2.84 | 2.84 | 2.84 | 2.84 | N | South | FC
GONZLS_6_UNIT | CAISO System | Johnson Canyon Landfill | 1.26 | 1.33 | 0.81 | 1.05 | 1.23 | 1.29 | 1.3 | 1.24 | 1.23 | 1.07 | 1.24 | 1.25 | N | North | FC
GOOSLK_1_SOLAR1 | CAISO System | Goose Lake | 0.48 | 0.36 | 2.16 | 1.8 | 1.92 | 3.72 | 4.68 | 3.24 | 1.68 | 0.24 | 0.24 | 0 | N | North | FC
GRIDLY_6_SOLAR | Sierra | GRIDLEY MAIN TWO | 0 | 0 | 0 | 0 | 0 | 0 | 0 | 0 | 0 | 0 | 0 | 0 | N | North | EO
GRIZLY_1_UNIT 1 | CAISO System | GRIZZLY HYDRO | 20 | 20 | 20 | 20 | 20 | 20 | 20 | 20 | 20 | 20 | 20 | 20 | Y | North | FC
GRNLF2_1_UNIT | Sierra | GREENLEAF II COGEN | 29.26 | 28.18 | 32.16 | 28.35 | 33.65 | 35.37 | 49.2 | 49.2 | 49.2 | 49.2 | 49.2 | 49.2 | Y | North | FC
GRNVLY_7_SCLAND | CAISO System | SANTA CRUZ LANDFILL GENERATING PLANT | 3.04 | 3.04 | 3.04 | 3.04 | 3.04 | 3.04 | 3.04 | 3.04 | 3.04 | 3.04 | 3.04 | 3.04 | N | North | FC
GRSCRK_6_BGCKWW | Humboldt | BIG CREEK WATER WORKS - CEDAR FLAT | 1.11 | 2.04 | 2.25 | 2.79 | 1.48 | 0.09 | 0 | 0 | 0 | 0 | 0 | 0.9 | N | North | FC
GRZZLY_1_BERKLY | Bay Area | Berkeley Cogeneration | 21.35 | 20.78 | 12.87 | 11.58 | 14.04 | 14.99 | 15.01 | 14.67 | 14.17 | 12.72 | 13.72 | 14.65 | N | North | FC
GUERNS_6_SOLAR | Fresno | Guernsey Solar Station | 0.8 | 0.6 | 3.6 | 3 | 3.2 | 6.2 | 7.8 | 5.4 | 2.8 | 0.4 | 0.4 | 0 | N | North | ID | 100%
GWFPWR_1_UNITS | Fresno | Hanford Peaker Plant | 97.45 | 97.15 | 96.59 | 94.92 | 93.29 | 91.55 | 89.92 | 90.59 | 92.58 | 96.21 | 96.95 | 97.59 | Y | North | FC
GYS5X6_7_UNITS | NCNB | GEYSERS UNITS 5 & 6 AGGREGATE | 85 | 85 | 85 | 85 | 85 | 85 | 85 | 85 | 85 | 85 | 85 | 85 | Y | North | FC
GYS7X8_7_UNITS | NCNB | GEYSERS UNITS 7 & 8 AGGREGATE | 76 | 76 | 76 | 76 | 76 | 76 | 76 | 76 | 76 | 76 | 76 | 76 | Y | North | FC
GYSRVL_7_WSPRNG | NCNB | Warm Springs Hydro | 1.79 | 1.71 | 1.59 | 1.62 | 1.74 | 1.61 | 1.57 | 1.48 | 1.43 | 1.62 | 1.35 | 1.75 | N | North | FC
HAASPH_7_PL1X2 | Fresno | HAAS PH UNIT 1 & 2 AGGREGATE | 144 | 144 | 144 | 144 | 144 | 144 | 144 | 144 | 144 | 144 | 144 | 144 | Y | North | FC
HALSEY_6_UNIT | Sierra | HALSEY HYDRO | 13.5 | 13.5 | 13.5 | 13.5 | 13.5 | 13.5 | 13.5 | 13.5 | 13.5 | 13.5 | 13.5 | 13.5 | Y | North | FC
HARBGN_7_UNITS | LA Basin | HARBOR COGEN COMBINED CYCLE | 100 | 100 | 100 | 100 | 100 | 100 | 100 | 100 | 100 | 100 | 100 | 100 | Y | South | FC
HATCR1_7_UNIT | CAISO System | Hat Creek #1 | 3.55 | 3.7 | 4.36 | 4.06 | 3.55 | 3.47 | 3.05 | 2.91 | 1.81 | 3.29 | 3.85 | 3.98 | N | North | FC
HATCR2_7_UNIT | CAISO System | Hat Creek #2 | 4.4 | 4.72 | 5.18 | 4.42 | 4.93 | 4.77 | 4.23 | 4.22 | 2.96 | 3.25 | 4.9 | 5.06 | N | North | FC
HATLOS_6_BWDHY1 | CAISO System | Bidwell Ditch | 1.22 | 1.36 | 1.43 | 1.41 | 1.35 | 1.43 | 1.34 | 1.34 | 1.34 | 1.29 | 1.25 | 1.28 | N | North | FC
HATLOS_6_LSCRK | CAISO System | Lost Creek 1 & 2 Hydro Conversion | 0.83 | 0.97 | 0.98 | 0.85 | 0.8 | 0.82 | 0.78 | 0.79 | 0.81 | 0.83 | 0.83 | 0.82 | N | North | FC
HATRDG_2_WIND | CAISO System | Hatchet Ridge Wind Farm | 14.28 | 12.24 | 28.56 | 25.5 | 25.5 | 33.66 | 23.46 | 21.42 | 15.3 | 8.16 | 12.24 | 13.26 | N | North | FC
HAYPRS_6_QFUNTS | Sierra | HAYPRESS HYDRO QF UNITS | 0.91 | 0.76 | 3.81 | 8.5 | 8.77 | 4.18 | 0.93 | 0.09 | 0 | 0.08 | 0.53 | 1.28 | N | North | FC
HELMPG_7_UNIT 1 | Fresno | HELMS PUMP-GEN UNIT 1 | 407 | 407 | 407 | 407 | 407 | 407 | 407 | 407 | 407 | 407 | 407 | 407 | Y | North | FC
HELMPG_7_UNIT 2 | Fresno | HELMS PUMP-GEN UNIT 2 | 407 | 407 | 407 | 407 | 407 | 407 | 407 | 407 | 407 | 407 | 407 | 407 | Y | North | FC
HELMPG_7_UNIT 3 | Fresno | HELMS PUMP-GEN UNIT 3 | 404 | 404 | 404 | 404 | 404 | 404 | 404 | 404 | 404 | 404 | 404 | 404 | Y | North | FC
HENRTA_6_SOLAR1 | Fresno | Lemoore 1 | 0 | 0 | 0 | 0 | 0 | 0 | 0 | 0 | 0 | 0 | 0 | 0 | N | North | ID | 0%
HENRTA_6_SOLAR2 | Fresno | Westside Solar Power PV1 | 0 | 0 | 0 | 0 | 0 | 0 | 0 | 0 | 0 | 0 | 0 | 0 | N | North | EO
HENRTA_6_UNITA1 | Fresno | GWF HENRIETTA PEAKER PLANT UNIT 1 | 48.41 | 48.34 | 47.94 | 47.15 | 46.44 | 45.47 | 44.69 | 44.99 | 45.99 | 47.07 | 48.47 | 48.51 | Y | North | FC
HENRTA_6_UNITA2 | Fresno | GWF HENRIETTA PEAKER PLANT UNIT 2 | 48.3 | 48.23 | 47.83 | 47.06 | 46.34 | 45.37 | 44.59 | 44.89 | 45.88 | 46.99 | 48.38 | 48.41 | Y | North | FC
HENRTS_1_SOLAR | Fresno | Henrietta Solar Project | 4 | 3 | 18 | 15 | 16 | 31 | 39 | 27 | 14 | 2 | 2 | 0 | N | North | FC
HIDSRT_2_UNITS | CAISO System | HIGH DESERT POWER PROJECT AGGREGATE | 830 | 830 | 830 | 830 | 830 | 830 | 830 | 830 | 830 | 830 | 830 | 830 | Y | South | FC
HIGGNS_1_COMBIE | Sierra | Combie South | 1.33 | 0.85 | 1.27 | 1.32 | 1.3 | 0.83 | 0.5 | 0.22 | 0.01 | 0 | 0.8 | 0.91 | N | North | FC
HIGGNS_7_QFUNTS | Sierra | HIGGNS_7_QFUNTS | 0.24 | 0.17 | 0.26 | 0.3 | 0.27 | 0.25 | 0.25 | 0.24 | 0.21 | 0.04 | 0.13 | 0.17 | N | North | FC
HILAND_7_YOLOWD | NCNB | CLEAR LAKE UNIT 1 | 0 | 0 | 0 | 0 | 0 | 0 | 0 | 0 | 0 | 0 | 0 | 0 | N | North | EO
HINSON_6_CARBGN | LA Basin | BP WILMINGTON CALCINER | 26.14 | 18.93 | 25.99 | 22.19 | 25.42 | 29.13 | 28.93 | 28.85 | 29.28 | 26.51 | 28.62 | 28.31 | N | South | FC
HINSON_6_LBECH1 | LA Basin | Long Beach Unit 1 | 65 | 65 | 65 | 65 | 65 | 65 | 65 | 65 | 65 | 65 | 65 | 65 | Y | South | FC
HINSON_6_LBECH2 | LA Basin | Long Beach Unit 2 | 65 | 65 | 65 | 65 | 65 | 65 | 65 | 65 | 65 | 65 | 65 | 65 | Y | South | FC
HINSON_6_LBECH3 | LA Basin | Long Beach Unit 3 | 65 | 65 | 65 | 65 | 65 | 65 | 65 | 65 | 65 | 65 | 65 | 65 | Y | South | FC
HINSON_6_LBECH4 | LA Basin | Long Beach Unit 4 | 65 | 65 | 65 | 65 | 65 | 65 | 65 | 65 | 65 | 65 | 65 | 65 | Y | South | FC
HINSON_6_SERRGN | LA Basin | Southeast Resource Recovery | 34 | 34 | 34 | 34 | 34 | 34 | 34 | 34 | 34 | 34 | 34 | 34 | Y | South | FC
HMLTBR_6_UNITS | CAISO System | HAMILTON BRANCH PH (AGGREGATE) | 0.45 | 0.85 | 1.07 | 1.51 | 1.39 | 0.8 | 0.6 | 0.77 | 0.89 | 0.8 | 0.59 | 0.7 | N | North | FC
HNTGBH_2_PL1X3 | LA Basin | Huntington Beach Energy |  |  |  | 673.8 | 673.8 | 673.8 | 673.8 | 673.8 | 673.8 | 673.8 | 673.8 | 673.8 | Y | South | FC
HNTGBH_7_UNIT 1 | Humboldt | HUNTINGTON BEACH GEN STA. UNIT 1 | 225.75 | 225.75 | 225.75 | 225.75 | 225.75 | 225.75 | 225.75 | 225.75 | 225.75 | 225.75 | 225.75 | 225.75 | Y | North | FC
HNTGBH_7_UNIT 2 | LA Basin | HUNTINGTON BEACH GEN STA. UNIT 2 | 225.8 | 225.8 | 225.8 | 225.8 | 225.8 | 225.8 | 225.8 | 225.8 | 225.8 | 225.8 | 225.8 | 225.8 | Y | South | FC
HOLGAT_1_BORAX | CAISO System | U.S. Borax, Unit 1 | 18.15 | 16.92 | 16.48 | 8.09 | 16 | 13.06 | 13.7 | 12.56 | 11.63 | 13.5 | 15.35 | 16.39 | N | South | FC
HOLSTR_1_SOLAR | CAISO System | San Benito Smart Park | 0 | 0 | 0 | 0 | 0 | 0 | 0 | 0 | 0 | 0 | 0 | 0 | N | North | EO
HOLSTR_1_SOLAR2 | CAISO System | Hollister Solar | 0.06 | 0.05 | 0.27 | 0.23 | 0.24 | 0.47 | 0.59 | 0.41 | 0.21 | 0.03 | 0.03 | 0 | N | North | FC
HUMBPP_1_UNITS3 | Humboldt | Humboldt Bay Generating Station 3 | 65.08 | 65.08 | 65.08 | 65.08 | 65.08 | 65.08 | 65.08 | 65.08 | 65.08 | 65.08 | 65.08 | 65.08 | Y | North | FC
HUMBPP_6_UNITS | Humboldt | Humboldt Bay Generating Station 1 | 97.62 | 97.62 | 97.62 | 97.62 | 97.62 | 97.62 | 97.62 | 97.62 | 97.62 | 97.62 | 97.62 | 97.62 | Y | North | FC
HUMBSB_1_QF | Humboldt | SMALL QF AGGREGATION - TRINITY | 0 | 0 | 0 | 0 | 0 | 0 | 0 | 0 | 0 | 0 | 0 | 0 | N | North | FC
HURON_6_SOLAR | Fresno | Huron Solar Station | 0.8 | 0.6 | 3.6 | 3 | 3.2 | 6.2 | 7.8 | 5.4 | 2.8 | 0.4 | 0.4 | 0 | N | North | FC
HYTTHM_2_UNITS | CAISO System | HYATT-THERMALITO PUMP-GEN (AGGREGATE) | 136.53 | 188.65 | 101.24 | 182.18 | 289.25 | 348.78 | 812.57 | 757.44 | 466.74 | 349.54 | 294.05 | 200.54 | Y | North | FC
IGNACO_1_QF | NCNB | SMALL QF AGGREGATION - VALLEJO/DINSMORE | 0.02 | 0.01 | 0.03 | 0.02 | 0.01 | 0.01 | 0 | 0.01 | 0.01 | 0.01 | 0.01 | 0.01 | N | North | FC
INDIGO_1_UNIT 1 | LA Basin | INDIGO PEAKER UNIT 1 | 42 | 42 | 42 | 42 | 42 | 42 | 42 | 42 | 42 | 42 | 42 | 42 | Y | South | FC
INDIGO_1_UNIT 2 | LA Basin | INDIGO PEAKER UNIT 2 | 42 | 42 | 42 | 42 | 42 | 42 | 42 | 42 | 42 | 42 | 42 | 42 | Y | South | FC
INDIGO_1_UNIT 3 | LA Basin | INDIGO PEAKER UNIT 3 | 42 | 42 | 42 | 42 | 42 | 42 | 42 | 42 | 42 | 42 | 42 | 42 | Y | South | FC
INDVLY_1_UNITS | NCNB | Indian Valley Hydro | 0 | 0 | 0 | 0.34 | 1.58 | 1.23 | 1.07 | 0.79 | 0.85 | 0 | 0 | 0 | N | North | FC
INLDEM_5_UNIT 1 | LA Basin | Inland Empire Energy Center, Unit 1 | 365 | 365 | 365 | 360 | 350 | 340 | 335 | 335 | 340 | 350 | 360 | 365 | Y | South | FC
INSKIP_2_UNIT | CAISO System | INSKIP HYDRO | 1.55 | 1.14 | 1.47 | 1.26 | 1.13 | 1.07 | 0.75 | 1.38 | 1.36 | 1 | 0.68 | 0.72 | N | North | FC
INTKEP_2_UNITS | CAISO System | CCSF Hetch_Hetchy Hydro Aggregate | 307 | 307 | 307 | 307 | 307 | 307 | 307 | 307 | 239 | 300 | 307 | 307 | Y | North | FC
INTTRB_6_UNIT | Fresno | International Turbine Research | 2.58 | 2.21 | 5.15 | 4.6 | 4.6 | 6.07 | 4.23 | 3.86 | 2.76 | 1.47 | 2.21 | 2.39 | N | North | FC
IVANPA_1_UNIT1 | CAISO System | Ivanpah 1 | 5.04 | 3.78 | 22.68 | 18.9 | 20.16 | 39.06 | 49.14 | 34.02 | 17.64 | 2.52 | 2.52 | 0 | N | South | FC
IVANPA_1_UNIT2 | CAISO System | Ivanpah 2 | 5.32 | 3.99 | 23.94 | 19.95 | 21.28 | 41.23 | 51.87 | 35.91 | 18.62 | 2.66 | 2.66 | 0 | N | South | FC
IVANPA_1_UNIT3 | CAISO System | Ivanpah 3 | 5.32 | 3.99 | 23.94 | 19.95 | 21.28 | 41.23 | 51.87 | 35.91 | 18.62 | 2.66 | 2.66 | 0 | N | South | FC
IVSLR2_2_SM2SR1 | San Diego-IV | Silver Ridge Mount Signal 2 | JUN: 46.5; JUL: 58.5; AUG: 40.5; SEP: 21; OCT: 3; NOV: 3; DEC: 0 | N | South | FC
IVSLRP_2_SOLAR1 | San Diego-IV | Silver Ridge Mount Signal | 8 | 6 | 36 | 30 | 32 | 62 | 78 | 54 | 28 | 4 | 4 | 0 | N | South | FC
IVWEST_2_SOLAR1 | San Diego-IV | Imperial Valley West ( Q # 608) | 6 | 4.5 | 27 | 22.5 | 24 | 46.5 | 58.5 | 40.5 | 21 | 3 | 3 | 0 | N | South | FC
JACMSR_1_JACSR1 | San Diego-IV | Jacumba Solar Farm | 0.8 | 0.6 | 3.6 | 3 | 3.2 | 6.2 | 7.8 | 5.4 | 2.8 | 0.4 | 0.4 | 0 | N | South | ID | 100%
JAWBNE_2_NSRWND | CAISO System | North Sky River Wind Project | 22.4 | 19.2 | 44.8 | 40 | 40 | 52.8 | 36.8 | 33.6 | 24 | 12.8 | 19.2 | 20.8 | N | South | FC
JAWBNE_2_SRWND | CAISO System | Sky River | 10.78 | 9.24 | 21.56 | 19.25 | 19.25 | 25.41 | 17.71 | 16.17 | 11.55 | 6.16 | 9.24 | 10.01 | N | South | FC
JAYNE_6_WLSLR | Fresno | Westlands Solar Farm PV 1 | 0 | 0 | 0 | 0 | 0 | 0 | 0 | 0 | 0 | 0 | 0 | 0 | N | North | EO
KANSAS_6_SOLAR | Fresno | RE Kansas South | 0 | 0 | 0 | 0 | 0 | 0 | 0 | 0 | 0 | 0 | 0 | 0 | N | North | EO
KEKAWK_6_UNIT | Humboldt | STS HYDROPOWER LTD. (KEKAWAKA) | 3.47 | 2.47 | 4.02 | 2.68 | 0.36 | 0 | 0 | 0 | 0 | 0.11 | 0.85 | 1.2 | N | North | FC
KELSO_2_UNITS | Bay Area | Mariposa Energy | 198.03 | 196.06 | 196.8 | 196.43 | 194.59 | 194.52 | 194.59 | 192.36 | 194.59 | 194.59 | 194.59 | 198.03 | Y | North | FC
KELYRG_6_UNIT | Sierra | KELLY RIDGE HYDRO | 11 | 11 | 11 | 11 | 11 | 11 | 11 | 11 | 11 | 11 | 11 | 11 | Y | North | FC
KERKH1_7_UNIT 1 | Fresno | KERKHOFF PH 1 UNIT #1 | 13 | 13 | 13 | 13 | 13 | 13 | 13 | 13 | 13 | 13 | 13 | 13 | Y | North | FC
KERKH1_7_UNIT 3 | Fresno | KERKHOFF PH 1 UNIT #3 | 12.8 | 12.8 | 12.8 | 12.8 | 12.8 | 12.8 | 12.8 | 12.8 | 12.8 | 12.8 | 12.8 | 12.8 | Y | North | FC
KERKH2_7_UNIT 1 | Fresno | KERKHOFF PH 2 UNIT #1 | 153.9 | 153.9 | 153.9 | 153.9 | 153.9 | 153.9 | 153.9 | 153.9 | 153.9 | 153.9 | 153.9 | 153.9 | Y | North | FC
KERMAN_6_SOLAR1 | Fresno | Fresno Solar South | 0 | 0 | 0 | 0 | 0 | 0 | 0 | 0 | 0 | 0 | 0 | 0 | N | North | EO
KERMAN_6_SOLAR2 | Fresno | Fresno Solar West | 0 | 0 | 0 | 0 | 0 | 0 | 0 | 0 | 0 | 0 | 0 | 0 | N | North | EO
KERNFT_1_UNITS | Kern | KERN FRONT LIMITED | 50.98 | 51.06 | 50.61 | 50.11 | 49.94 | 49.28 | 48.68 | 48.6 | 49.11 | 49.74 | 50.56 | 51.02 | Y | North | FC
KERNRG_1_UNITS | CAISO System | South Belridge Cogen Facility | 0.41 | 0.42 | 0.44 | 0.52 | 0.59 | 0.32 | 0.23 | 0.2 | 0.42 | 0.66 | 0.67 | 0.7 | N | North | FC
KERRGN_1_UNIT 1 | Big Creek-Ventura | KERN RIVER HYDRO UNITS 1-4 AGGREGATE | 12.12 | 7.87 | 20.17 | 22.44 | 23.63 | 23.73 | 24.07 | 23 | 17.99 | 14.88 | 13.97 | 15.66 | N | South | FC
KILARC_2_UNIT 1 | CAISO System | KILARC HYDRO | 0.88 | 1.5 | 1.5 | 1.5 | 1.5 | 1.35 | 1.03 | 0.98 | 0.99 | 0.86 | 0.93 | 1.03 | N | North | FC
KINGCO_1_KINGBR | Fresno | Kingsburg Cogen | 34.5 | 34.5 | 34.5 | 34.5 | 34.5 | 34.5 | 34.5 | 34.5 | 34.5 | 34.5 | 34.5 | 34.5 | Y | North | FC
KINGRV_7_UNIT 1 | Fresno | KINGS RIVER HYDRO UNIT 1 | 51.2 | 51.2 | 51.2 | 51.2 | 51.2 | 51.2 | 51.2 | 51.2 | 51.2 | 51.2 | 51.2 | 51.2 | Y | North | FC
KIRKER_7_KELCYN | Bay Area | KELLER CANYON LANDFILL GEN FACILICITY | 3.21 | 3.21 | 3.21 | 3.21 | 3.21 | 3.21 | 3.21 | 3.21 | 3.21 | 3.21 | 3.21 | 3.21 | N | North | FC
KNGBRD_2_SOLAR1 | CAISO System | Kingbird Solar A | 0.8 | 0.6 | 3.6 | 3 | 3.2 | 6.2 | 7.8 | 5.4 | 2.8 | 0.4 | 0.4 | 0 | N | South | FC
KNGBRD_2_SOLAR2 | CAISO System | Kingbird Solar B | 0.8 | 0.6 | 3.6 | 3 | 3.2 | 6.2 | 7.8 | 5.4 | 2.8 | 0.4 | 0.4 | 0 | N | South | FC
KNGBRG_1_KBSLR1 | Fresno | Kingsburg1 | 0 | 0 | 0 | 0 | 0 | 0 | 0 | 0 | 0 | 0 | 0 | 0 | N | North | EO
KNGBRG_1_KBSLR2 | Fresno | Kingsburg2 | 0 | 0 | 0 | 0 | 0 | 0 | 0 | 0 | 0 | 0 | 0 | 0 | N | North | EO
KNGCTY_6_UNITA1 | CAISO System | King City Energy Center, Unit 1 | 44.6 | 44.6 | 44.6 | 44.6 | 44.6 | 44.6 | 44.6 | 44.6 | 44.6 | 44.6 | 44.6 | 44.6 | Y | North | FC
KNTSTH_6_SOLAR | Fresno | Kent South | 0 | 0 | 0 | 0 | 0 | 0 | 0 | 0 | 0 | 0 | 0 | 0 | N | North | EO
KRAMER_1_KJ5SR5 | CAISO System | Kramer Junction 5 | 1.2 | 0.9 | 5.4 | 4.5 | 4.8 | 9.3 | 11.7 | 8.1 | 4.2 | 0.6 | 0.6 | 0 | N | South | FC
KRAMER_1_SEGSR3 | CAISO System | Kramer Junction 3 | 1.2 | 0.9 | 5.4 | 4.5 | 4.8 | 9.3 | 11.7 | 8.1 | 4.2 | 0.6 | 0.6 | 0 | N | South | FC
KRAMER_1_SEGSR4 | CAISO System | Kramer Junction 4 | 1.2 | 0.9 | 5.4 | 4.5 | 4.8 | 9.3 | 11.7 | 8.1 | 4.2 | 0.6 | 0.6 | 0 | N | South | FC
KRAMER_2_SEGS 8 | CAISO System | KRAMER_2_SEGS 8 | JUL: 31.2; AUG: 21.6; SEP: 11.2; OCT: 1.6; NOV: 1.6; DEC: 0 | N | South | FC
KRAMER_2_SEGS89 | CAISO System | LUZ SOLAR PARTNERS 8-9 AGGREGATE | 6.4 | 4.8 | 28.8 | 24 | 25.6 | 49.6 | 62.4 | 43.2 | 22.4 | 3.2 | 3.2 | 0 | N | South | FC
KRNCNY_6_UNIT | CAISO System | KERN CANYON | 0.5 | 1.2 | 1.36 | 1.34 | 1.62 | 3.04 | 2.89 | 2.59 | 0.56 | 0.18 | 0 | 0.32 | N | North | FC
KYCORA_6_KMSBT1 | San Diego-IV |  |  |  |  | 0 | 0 | 0 | 0 | 0 | 0 | 0 | 0 | 0 | Y | South | EO
LACIEN_2_VENICE | LA Basin | MWD Venice Hydroelectric Recovery Plant | 0 | 0 | 0 | 0 | 0 | 1.4 | 3.1 | 3 | 2.2 | 0 | 0 | 0 | N | South | FC
LAGBEL_6_QF | LA Basin | LAGUNA BELL QFS | 0.35 | 0.35 | 0.35 | 0.35 | 0.35 | 0.35 | 0.35 | 0.35 | 0.35 | 0.35 | 0.35 | 0.35 | N | South | FC
LAKHDG_6_UNIT 1 | San Diego-IV | Lake Hodges Pumped Storage-Unit1 | 20 | 20 | 20 | 20 | 20 | 20 | 20 | 20 | 20 | 20 | 20 | 20 | Y | South | FC
LAKHDG_6_UNIT 2 | San Diego-IV | Lake Hodges Pumped Storage-Unit2 | 20 | 20 | 20 | 20 | 20 | 20 | 20 | 20 | 20 | 20 | 20 | 20 | Y | South | FC
LAMONT_1_SOLAR1 | Kern | Regulus Solar | 2.4 | 1.8 | 10.8 | 9 | 9.6 | 18.6 | 23.4 | 16.2 | 8.4 | 1.2 | 1.2 | 0 | N | North | FC
LAMONT_1_SOLAR2 | Kern | Redwood Solar Farm 4 | 0.8 | 0.6 | 3.6 | 3 | 3.2 | 6.2 | 7.8 | 5.4 | 2.8 | 0.4 | 0.4 | 0 | N | North | FC
LAMONT_1_SOLAR3 | Kern | Woodmere Solar Farm | 0.6 | 0.45 | 2.7 | 2.25 | 2.4 | 4.65 | 5.85 | 4.05 | 2.1 | 0.3 | 0.3 | 0 | N | North | FC
LAMONT_1_SOLAR4 | Kern | Hayworth Solar Farm | 6.78 | 9.8 | 12.34 | 17.89 | 19.67 | 22.89 | 23.15 | 21.38 | 19.69 | 15.04 | 8.32 | 6.21 | N | North | FC
LAMONT_1_SOLAR5 | Kern | Redcrest Solar Farm | 0.67 | 0.5 | 3 | 2.5 | 2.67 | 5.16 | 6.5 | 4.5 | 2.33 | 0.33 | 0.33 | 0 | N | North | FC
LAPAC_6_UNIT | Humboldt | LOUISIANA PACIFIC SAMOA | 0 | 0 | 0 | 0 | 0 | 0 | 0 | 0 | 0 | 0 | 0 | 0 | N | North | EO
LAPLMA_2_UNIT 1 | CAISO System | La Paloma Generating Plant Unit #1 | 259.8 | 259.8 | 259.8 | 259.8 | 259.8 | 259.8 | 259.8 | 259.8 | 259.8 | 259.8 | 259.8 | 259.8 | Y | North | FC
LAPLMA_2_UNIT 2 | CAISO System | La Paloma Generating Plant Unit #2 | 260.2 | 260.2 | 260.2 | 260.2 | 260.2 | 260.2 | 260.2 | 260.2 | 260.2 | 260.2 | 260.2 | 260.2 | Y | North | FC
LAPLMA_2_UNIT 3 | CAISO System | La Paloma Generating Plant Unit #3 | 256.15 | 256.15 | 256.15 | 256.15 | 256.15 | 256.15 | 256.15 | 256.15 | 256.15 | 256.15 | 256.15 | 256.15 | Y | North | FC
LAPLMA_2_UNIT 4 | CAISO System | LA PALOMA GENERATING PLANT, UNIT #4 | 253.29 | 253.29 | 253.29 | 253.29 | 253.29 | 253.29 | 253.29 | 253.29 | 253.29 | 253.29 | 253.29 | 253.29 | Y | North | FC
LARKSP_6_UNIT 1 | San Diego-IV | LARKSPUR PEAKER UNIT 1 | 46 | 46 | 46 | 46 | 46 | 46 | 46 | 46 | 46 | 46 | 46 | 46 | Y | South | FC
LARKSP_6_UNIT 2 | San Diego-IV | LARKSPUR PEAKER UNIT 2 | 46 | 46 | 46 | 46 | 46 | 46 | 46 | 46 | 46 | 46 | 46 | 46 | Y | South | FC
LAROA2_2_UNITA1 | San Diego-IV | LR2 | 322 | 322 | 322 | 322 | 322 | 322 | 322 | 322 | 322 | 322 | 322 | 322 | Y | South | FC
LASSEN_6_UNITS | CAISO System | Honey Lake Power | 30 | 30 | 30 | 30 | 30 | 30 | 30 | 30 | 30 | 30 | 30 | 30 | Y | North | FC
LAWRNC_7_SUNYVL | Bay Area | City of Sunnyvale Unit 1 and 2 | 0.05 | 0.09 | 0.06 | 0.06 | 0.1 | 0.16 | 0.18 | 0.17 | 0.14 | 0.12 | 0.15 | 0.15 | N | North | FC
LEBECS_2_UNITS | Big Creek-Ventura | Pastoria Energy Facility | 799.47 | 799.47 | 785 | 775 | 765 | 760 | 765 | 765 | 765 | 775 | 799.47 | 799.47 | Y | South | ID | 100%
LECEF_1_UNITS | Bay Area | LOS ESTEROS ENERGY FACILITY AGGREGATE | 303.91 | 304 | 304 | 302.97 | 303.2 | 296.76 | 297.5 | 297.54 | 304 | 304.8 | 305.03 | 306 | Y | North | FC
LEPRFD_1_KANSAS | Fresno | Kansas | 0.8 | 0.6 | 3.6 | 3 | 3.2 | 6.2 | 7.8 | 5.4 | 2.8 | 0.4 | 0.4 | 0 | N | North | ID | 100%
LGHTHP_6_ICEGEN | LA Basin | CARSON COGENERATION | 48 | 48 | 48 | 48 | 48 | 48 | 48 | 48 | 48 | 48 | 48 | 48 | Y | South | FC
LHILLS_6_SOLAR1 | CAISO System | Lost Hills Solar | 0.8 | 0.6 | 3.6 | 3 | 3.2 | 6.2 | 7.8 | 5.4 | 2.8 | 0.4 | 0.4 | 0 | N | North | FC
LILIAC_6_SOLAR | San Diego-IV | Mesa Crest | 0.12 | 0.09 | 0.54 | 0.45 | 0.48 | 0.93 | 1.17 | 0.81 | 0.42 | 0.06 | 0.06 | 0 | N | South | FC
LITLRK_6_GBCSR1 | Big Creek-Ventura | Green Beanworks C | 0.12 | 0.09 | 0.54 | 0.45 | 0.48 | 0.93 | 1.17 | 0.81 | 0.42 | 0.06 | 0.06 | 0 | N | South | FC
LITLRK_6_SEPV01 | Big Creek-Ventura | Gestamp Solar 1 | 0 | 0 | 0 | 0 | 0 | 0 | 0 | 0 | 0 | 0 | 0 | 0 | N | South | EO
LITLRK_6_SOLAR1 | Big Creek-Ventura | Lancaster Little Rock C | 0.2 | 0.15 | 0.9 | 0.75 | 0.8 | 1.55 | 1.95 | 1.35 | 0.7 | 0.1 | 0.1 | 0 | N | South | FC
LITLRK_6_SOLAR2 | Big Creek-Ventura | Palmdale 18 | 0.08 | 0.06 | 0.36 | 0.3 | 0.32 | 0.62 | 0.78 | 0.54 | 0.28 | 0.04 | 0.04 | 0 | N | South | FC
LITLRK_6_SOLAR3 | Big Creek-Ventura | One Ten Partners | 0.08 | 0.06 | 0.36 | 0.3 | 0.32 | 0.62 | 0.78 | 0.54 | 0.28 | 0.04 | 0.04 | 0 | N | South | FC
LITLRK_6_SOLAR4 | Big Creek-Ventura | Little Rock Pham Solar | 0.12 | 0.09 | 0.54 | 0.45 | 0.48 | 0.93 | 1.17 | 0.81 | 0.42 | 0.06 | 0.06 | 0 | N | South | FC
LIVEOK_6_SOLAR | Sierra | Harris | 0.02 | 0.02 | 0.09 | 0.08 | 0.08 | 0.16 | 0.2 | 0.14 | 0.07 | 0.01 | 0.01 | 0 | N | North | PD | 40%
LIVOAK_1_UNIT 1 | Kern | LIVE OAK LIMITED | 46.5 | 45 | 44.5 | 43 | 43 | 42.5 | 42.5 | 42.5 | 43 | 44 | 44.5 | 45 | Y | North | FC
LMBEPK_2_UNITA1 | Bay Area | Lambie Energy Center, Unit #1 | 47.5 | 47.5 | 47.5 | 47.5 | 47.5 | 47.5 | 47.5 | 47.5 | 47.5 | 47.5 | 47.5 | 47.5 | Y | North | FC
LMBEPK_2_UNITA2 | Bay Area | Creed Energy Center, Unit #1 | 47.6 | 47.6 | 47.6 | 47.6 | 47.6 | 47.6 | 47.6 | 47.6 | 47.6 | 47.6 | 47.6 | 47.6 | Y | North | FC
LMBEPK_2_UNITA3 | Bay Area | Goose Haven Energy Center, Unit #1 | 47.4 | 47.4 | 47.4 | 47.4 | 47.4 | 47.4 | 47.4 | 47.4 | 47.4 | 47.4 | 47.4 | 47.4 | Y | North | FC
LMEC_1_PL1X3 | Bay Area | Los Medanos Energy Center AGGREGATE | 580 | 580 | 580 | 580 | 580 | 574.53 | 574.53 | 574.53 | 574.53 | 580 | 580 | 580 | Y | North | ID | 100%
LNCSTR_6_CREST | Big Creek-Ventura | Lanacaster Aggregate Solar Resources | 0 | 0 | 0 | 0 | 0 | 0 | 0 | 0 | 0 | 0 | 0 | 0 | N | South | EO
LNCSTR_6_SOLAR2 | Big Creek-Ventura | SEPV Sierra | JUL: 0.39; AUG: 0.27; SEP: 0.14; OCT: 0.02; NOV: 0.02; DEC: 0 | N | South | FC
LOCKFD_1_BEARCK | Stockton | Bear Creek Solar | 0.06 | 0.05 | 0.27 | 0.23 | 0.24 | 0.47 | 0.59 | 0.41 | 0.21 | 0.03 | 0.03 | 0 | N | North | FC
LOCKFD_1_KSOLAR | Stockton | Kettleman Solar | 0.04 | 0.03 | 0.18 | 0.15 | 0.16 | 0.31 | 0.39 | 0.27 | 0.14 | 0.02 | 0.02 | 0 | N | North | FC
LODI25_2_UNIT 1 | Stockton | LODI GAS TURBINE | 23.8 | 23.8 | 23.8 | 23.8 | 23.8 | 23.8 | 23.8 | 23.8 | 23.8 | 23.8 | 23.8 | 23.8 | Y | North | FC
LODIEC_2_PL1X2 | Sierra | Lodi Energy Center | 302.58 | 302.58 | 302.58 | 302.58 | 302.58 | 302.58 | 302.58 | 302.58 | 302.58 | 302.58 | 302.58 | 302.58 | Y | North | FC | 100%
LOTUS_6_LSFSR1 | Fresno |  | JUL: 19.5; AUG: 13.5; SEP: 7; OCT: 1; NOV: 1; DEC: 0 | N | North | ID | 100% | C3-4 Waiting for Bellota-Warnerville 230 kV reconductoring, CCSF approved projects and possibly other
LOWGAP_1_SUPHR | Humboldt | Mill & Sulphur Creek Hydro | 0.34 | 0.37 | 0.73 | 0.52 | 0.02 | 0 | 0 | 0 | 0 | 0.04 | 0.27 | 0.27 | N | North | FC
LOWGAP_7_QFUNTS | CAISO System | Matthews Dam Hydro | 0.74 | 0.98 | 1.07 | 1.07 | 0.77 | 0.61 | 0.49 | 0.47 | 0.46 | 0.44 | 0.46 | 0.51 | N | North | FC
MAGUND_1_BKISR1 | Kern | Bakersfield Industrial 1 | 0.04 | 0.03 | 0.18 | 0.15 | 0.16 | 0.31 | 0.39 | 0.27 | 0.14 | 0.02 | 0.02 | 0 | N | North | ID | 100%
MAGUND_1_BKSSR2 | Kern | Bakersfield Solar 1 | 0.21 | 0.16 | 0.95 | 0.79 | 0.84 | 1.63 | 2.05 | 1.42 | 0.74 | 0.11 | 0.11 | 0 | N | North | FC | 100%
MALAGA_1_PL1X2 | Fresno | Malaga Power Aggregate | 96 | 96 | 96 | 96 | 96 | 96 | 96 | 96 | 96 | 96 | 96 | 96 | Y | North | FC
MALCHQ_7_UNIT 1 | CAISO System | MALACHA HYDRO L.P. | 17.33 | 21.46 | 24.37 | 24.34 | 14.95 | 8.6 | 3.03 | 0 | 0 | 0 | 4.37 | 6.04 | N | North | FC
MANTEC_1_ML1SR1 | Stockton | Manteca Land 1 | 0 | 0 | 0 | 0 | 0 | 0 | 0 | 0 | 0 | 0 | 0 | 0 | N | North | EO
MANZNA_2_WIND | CAISO System | Manzana Wind | 26.46 | 22.68 | 52.92 | 47.25 | 47.25 | 62.37 | 43.47 | 39.69 | 28.35 | 15.12 | 22.68 | 24.57 | N | South | FC
MARCPW_6_SOLAR1 | CAISO System | Maricopa West Solar PV | 0.8 | 0.6 | 3.6 | 3 | 3.2 | 6.2 | 7.8 | 5.4 | 2.8 | 0.4 | 0.4 | 0 | N | North | FC
MARTIN_1_SUNSET | Bay Area | Sunset Reservoir - North Basin | 0.18 | 0.14 | 0.81 | 0.68 | 0.72 | 1.4 | 1.76 | 1.22 | 0.63 | 0.09 | 0.09 | 0 | N | North | FC
MCARTH_6_FRIVRB | CAISO System | Fall River Mills Project B | 0.06 | 0.05 | 0.27 | 0.23 | 0.24 | 0.47 | 0.59 | 0.41 | 0.21 | 0.03 | 0.03 | 0 | N | North | ID | 100%
MCCALL_1_QF | Fresno | SMALL QF AGGREGATION - FRESNO | 0.22 | 0.42 | 0.48 | 0.55 | 0.59 | 0.74 | 0.64 | 0.65 | 0.75 | 0.71 | 0.48 | 0.33 | N | North | FC
MCSWAN_6_UNITS | Fresno | MC SWAIN HYDRO | 9.6 | 9.6 | 9.6 | 9.6 | 9.6 | 9.6 | 9.6 | 9.6 | 9.6 | 9.6 | 9.6 | 9.6 | Y | North | FC | 96%
MDFKRL_2_PROJCT | Sierra | MIDDLE FORK AND RALSTON PSP | 210 | 210 | 210 | 210 | 210 | 210 | 210 | 210 | 210 | 210 | 210 | 210 | Y | North | FC
MENBIO_6_RENEW1 | Fresno | CalRENEW - 1(A) | 0.2 | 0.15 | 0.9 | 0.75 | 0.8 | 1.55 | 1.95 | 1.35 | 0.7 | 0.1 | 0.1 | 0 | N | North | FC
MERCED_1_SOLAR1 | Fresno | Mission Solar | 0 | 0 | 0 | 0 | 0 | 0 | 0 | 0 | 0 | 0 | 0 | 0 | N | North | EO
MERCED_1_SOLAR2 | Fresno | Merced Solar | 0 | 0 | 0 | 0 | 0 | 0 | 0 | 0 | 0 | 0 | 0 | 0 | N | North | EO
MERCFL_6_UNIT | Fresno | Merced Falls Powerhouse | 3.36 | 3.36 | 3.36 | 3.36 | 3.36 | 3.36 | 3.36 | 3.36 | 3.36 | 3.36 | 3.36 | 3.36 | Y | North | FC | 96%
MESAP_1_QF | CAISO System | SMALL QF AGGREGATION - SAN LUIS OBISPO | 0 | 0 | 0 | 0 | 0 | 0 | 0 | 0 | 0 | 0 | 0 | 0 | N | North | FC
MESAS_2_QF | LA Basin | MESA QFS | 0 | 0 | 0 | 0 | 0 | 0 | 0 | 0 | 0 | 0 | 0 | 0 | N | South | FC
METEC_2_PL1X3 | Bay Area | Metcalf Energy Center | 593.16 | 593.16 | 593.16 | 593.16 | 585 | 575 | 570 | 570 | 580 | 593.16 | 593.16 | 593.16 | Y | North | FC
MIDWD_2_WIND1 | CAISO System | Windland Refresh 2 | 1.09 | 0.94 | 2.19 | 1.95 | 1.95 | 2.58 | 1.8 | 1.64 | 1.17 | 0.62 | 0.94 | 1.02 | N | South | FC
MIDWD_2_WIND2 | CAISO System | Coram Energy | 0.42 | 0.36 | 0.84 | 0.75 | 0.75 | 0.99 | 0.69 | 0.63 | 0.45 | 0.24 | 0.36 | 0.39 | N | South | FC
MIDWD_6_WNDLND | CAISO System | Windland Refresh 1 | 1.04 | 0.89 | 2.09 | 1.86 | 1.86 | 2.46 | 1.71 | 1.56 | 1.12 | 0.6 | 0.89 | 0.97 | N | South | FC
MIDWD_7_CORAMB | CAISO System | CELLC 7.5 MW Tehachapi Project | 1.05 | 0.9 | 2.1 | 1.88 | 1.88 | 2.48 | 1.73 | 1.58 | 1.13 | 0.6 | 0.9 | 0.98 | N | South | FC
MIRLOM_2_CORONA | LA Basin | MWD Corona Hydroelectric Recovery Plant | 0 | 0 | 0 | 0 | 0 | 0 | 0 | 0 | 0 | 0 | 0 | 0 | N | South | FC
MIRLOM_2_LNDFL | LA Basin | Milliken Landfill Solar | 0.12 | 0.09 | 0.54 | 0.45 | 0.48 | 0.93 | 1.17 | 0.81 | 0.42 | 0.06 | 0.06 | 0 | N | South | FC
MIRLOM_2_MLBBTA | LA Basin | Mira Loma BESS A | 10 | 10 | 10 | 10 | 10 | 10 | 10 | 10 | 10 | 10 | 10 | 10 | N | South | FC
MIRLOM_2_MLBBTB | LA Basin | Mira Loma BESS B | 10 | 10 | 10 | 10 | 10 | 10 | 10 | 10 | 10 | 10 | 10 | 10 | N | South | FC
MIRLOM_2_ONTARO | LA Basin | Ontario RT Solar | 0.22 | 0.17 | 0.99 | 0.83 | 0.88 | 1.71 | 2.15 | 1.49 | 0.77 | 0.11 | 0.11 | 0 | N | South | FC
MIRLOM_2_RTS032 | LA Basin | SPVP032 | 0.06 | 0.05 | 0.27 | 0.23 | 0.24 | 0.47 | 0.59 | 0.41 | 0.21 | 0.03 | 0.03 | 0 | N | South | FC
MIRLOM_2_RTS033 | LA Basin | SPVP033 | 0.04 | 0.03 | 0.18 | 0.15 | 0.16 | 0.31 | 0.39 | 0.27 | 0.14 | 0.02 | 0.02 | 0 | N | South | FC
MIRLOM_2_TEMESC | LA Basin | MWD Temescal Hydroelectric Recovery Plan | 0 | 0 | 0 | 0 | 0 | 0 | 0 | 0 | 0 | 0 | 0 | 0 | N | South | FC
MIRLOM_6_PEAKER | LA Basin | Mira Loma Peaker | 46 | 46 | 46 | 46 | 46 | 46 | 46 | 46 | 46 | 46 | 46 | 46 | Y | South | FC
MIRLOM_7_MWDLKM | LA Basin | Lake Mathews Hydroelectric Recovery Plan | 1.9 | 1.9 | 2 | 2.7 | 1.4 | 1.6 | 1.8 | 1.8 | 1.8 | 1.5 | 1.4 | 1.1 | Y | South | FC
MISSIX_1_QF | Bay Area | SMALL QF AGGREGATION - SAB FRABCUSCI | 0.01 | 0.01 | 0.01 | 0.01 | 0.01 | 0.01 | 0.01 | 0.01 | 0.01 | 0.01 | 0.01 | 0.01 | N | North | FC
MKTRCK_1_UNIT 1 | CAISO System | MCKITTRICK LIMITED | 44.55 | 43 | 43 | 43 | 43 | 42.48 | 42 | 42 | 42.12 | 42.5 | 43.91 | 44.14 | Y | North | FC
MLPTAS_7_QFUNTS | Bay Area | MLPTAS_7_QFUNTS | 0 | 0 | 0 | 0 | 0 | 0 | 0 | 0 | 0 | 0 | 0 | 0 | N | North | FC
MNDALY_6_MCGRTH | Big Creek-Ventura | McGrath Beach Peaker | 47.2 | 47.2 | 47.2 | 47.2 | 47.2 | 47.2 | 47.2 | 47.2 | 47.2 | 47.2 | 47.2 | 47.2 | Y | South | FC
MNDOTA_1_SOLAR1 | Fresno | North Star Solar 1 | 2.4 | 1.8 | 10.8 | 9 | 9.6 | 18.6 | 23.4 | 16.2 | 8.4 | 1.2 | 1.2 | 0 | N | North | FC
MNDOTA_1_SOLAR2 | Fresno | Citizen Solar B | 0 | 0 | 0 | 0 | 0 | 0 | 0 | 0 | 0 | 0 | 0 | 0 | N | North | EO
MOJAVE_1_SIPHON | LA Basin | MOJAVE SIPHON POWER PLANT | 14.26 | 13.59 | 14.27 | 8.91 | 12.47 | 12.25 | 12.39 | 11.75 | 11.63 | 12.16 | 13.57 | 11.81 | Y | South | FC
MOJAVW_2_SOLAR | CAISO System | Mojave West | 0.8 | 0.6 | 3.6 | 3 | 3.2 | 6.2 | 7.8 | 5.4 | 2.8 | 0.4 | 0.4 | 0 | N | South | FC
MONLTH_6_BOREL | CAISO System | BOREL HYDRO UNITS 1-3 AGGREGATE | 0 | 0 | 0 | 0 | 0 | 0 | 0 | 0 | 0 | 0 | 0 | 0 | N | South | FC
MONLTS_2_MONWD4 | CAISO System | Monolith 4 | 0.67 | 0.57 | 1.33 | 1.19 | 1.19 | 1.57 | 1.09 | 1 | 0.71 | 0.38 | 0.57 | 0.62 | N | South | FC
MONLTS_2_MONWD5 | CAISO System | Monolith 5 | 0.57 | 0.48 | 1.13 | 1.01 | 1.01 | 1.33 | 0.93 | 0.85 | 0.61 | 0.32 | 0.48 | 0.53 | N | South | FC
MONLTS_2_MONWD6 | CAISO System | Monolith 6 | 0.74 | 0.63 | 1.47 | 1.31 | 1.31 | 1.73 | 1.21 | 1.1 | 0.79 | 0.42 | 0.63 | 0.68 | N | South | FC
MONLTS_2_MONWD7 | CAISO System | Monolith 7 | 0.67 | 0.57 | 1.33 | 1.19 | 1.19 | 1.57 | 1.09 | 1 | 0.71 | 0.38 | 0.57 | 0.62 | N | South | FC
MONTPH_7_UNITS | NCNB | MONTICELLO HYDRO AGGREGATE | 0.54 | 2.95 | 4.48 | 6.31 | 7 | 8.94 | 9.1 | 7.15 | 5.43 | 2.83 | 1.25 | 1.19 | N | North | FC
MOORPK_2_CALABS | Big Creek-Ventura | Calabasas Gas-to-Energy Facility | 5.2 | 5.39 | 4.92 | 4.61 | 4.87 | 4.6 | 4.48 | 4.57 | 4.62 | 4.75 | 4.83 | 4.58 | N | South | FC
MOORPK_6_QF | Big Creek-Ventura | MOORPARK QFS | 0.8 | 0.8 | 0.8 | 0.8 | 0.8 | 0.8 | 0.8 | 0.8 | 0.8 | 0.8 | 0.8 | 0.8 | N | South | FC
MORWD_6_QF | CAISO System | Morwind | 5.34 | 4.58 | 10.68 | 9.54 | 9.54 | 12.59 | 8.78 | 8.01 | 5.72 | 3.05 | 4.58 | 4.96 | N | South | FC
MOSSLD_1_QF | Bay Area | SMALL QF AGGREGATION - SANTA CRUZ | 0 | 0 | 0 | 0 | 0 | 0 | 0 | 0 | 0 | 0 | 0 | 0 | N | North | FC
MOSSLD_2_PSP1 | Bay Area | MOSS LANDING POWER BLOCK 1 | 510 | 510 | 510 | 510 | 510 | 510 | 510 | 510 | 510 | 510 | 510 | 510 | Y | North | FC
MOSSLD_2_PSP2 | Bay Area | MOSS LANDING POWER BLOCK 2 | 510 | 510 | 510 | 510 | 510 | 510 | 510 | 510 | 510 | 510 | 510 | 510 | Y | North | FC
MRCHNT_2_PL1X3 | CAISO System | Desert Star Energy Center | 419.25 | 419.25 | 419.25 | 419.25 | 419.25 | 419.25 | 419.25 | 419.25 | 419.25 | 419.25 | 419.25 | 419.25 | Y | South | PD | 419.25
MRGT_6_MEF2 | San Diego-IV | Miramar Energy Facility II | 44 | 44 | 44 | 44 | 44 | 44 | 44 | 44 | 44 | 44 | 44 | 44 | Y | South | FC
MRGT_6_MMAREF | San Diego-IV | Miramar Energy Facility | 45 | 45 | 45 | 45 | 45 | 45 | 45 | 45 | 45 | 45 | 45 | 45 | Y | South | FC
MRLSDS_6_SOLAR1 | CAISO System | Morelos Solar | 0.6 | 0.45 | 2.7 | 2.25 | 2.4 | 4.65 | 5.85 | 4.05 | 2.1 | 0.3 | 0.3 | 0 | N | North | FC
MSHGTS_6_MMARLF | San Diego-IV | MIRAMAR LANDFILL | 3.98 | 3.92 | 3.36 | 4.13 | 4.06 | 4.19 | 3.82 | 4.03 | 3.43 | 3.66 | 3.94 | 3.74 | N | South | FC
MSOLAR_2_SOLAR1 | CAISO System | Mesquite Solar 1 | 6.6 | 4.95 | 29.7 | 24.75 | 26.4 | 51.15 | 64.35 | 44.55 | 23.1 | 3.3 | 3.3 | 0 | N | South | ID | 100%
MSOLAR_2_SOLAR2 | CAISO System | Mesquite Solar 2 | 4.03 | 3.02 | 18.15 | 15.12 | 16.13 | 31.25 | 39.32 | 27.22 | 14.11 | 2.02 | 2.02 | 0 | N | South | ID | 100%
MSOLAR_2_SOLAR3 | CAISO System | Mesquite Solar 3, LLC | 6.08 | 4.56 | 27.36 | 22.8 | 24.32 | 47.12 | 59.28 | 41.04 | 21.28 | 3.04 | 3.04 | 0 | N | South | ID | 100%
MSSION_2_QF | San Diego-IV | SMALL QF AGGREGATION - SAN DIEGO | 0.86 | 0.71 | 0.69 | 0.69 | 0.6 | 0.59 | 0.77 | 0.7 | 0.58 | 0.57 | 0.61 | 0.55 | N | South | FC
MSTANG_2_SOLAR | Fresno | Mustang | 1.2 | 0.9 | 5.4 | 4.5 | 4.8 | 9.3 | 11.7 | 8.1 | 4.2 | 0.6 | 0.6 | 0 | N | North | ID | 100%
MSTANG_2_SOLAR3 | Fresno | Mustang 3 | 1.6 | 1.2 | 7.2 | 6 | 6.4 | 12.4 | 15.6 | 10.8 | 5.6 | 0.8 | 0.8 | 0 | N | North | ID | 100%
MSTANG_2_SOLAR4 | Fresno | Mustang 4 | 1.2 | 0.9 | 5.4 | 4.5 | 4.8 | 9.3 | 11.7 | 8.1 | 4.2 | 0.6 | 0.6 | 0 | N | North | ID | 100%
MTNPOS_1_UNIT | Kern | MT.POSO COGENERATION CO. | 28.68 | 17.94 | 14.72 | 34.65 | 34.7 | 33.68 | 32.2 | 34.35 | 33.05 | 25.71 | 36.83 | 36.77 | N | North | FC
MTWIND_1_UNIT 1 | LA Basin | Mountain View Power Project I | 6.22 | 5.33 | 12.43 | 11.1 | 11.1 | 14.65 | 10.21 | 9.32 | 6.66 | 3.55 | 5.33 | 5.77 | N | South | FC
MTWIND_1_UNIT 2 | LA Basin | Mountain View Power Project II | 3.11 | 2.66 | 6.22 | 5.55 | 5.55 | 7.33 | 5.11 | 4.66 | 3.33 | 1.78 | 2.66 | 2.89 | N | South | FC
MTWIND_1_UNIT 3 | LA Basin | Mountain View Power Project III | 3.14 | 2.69 | 6.28 | 5.61 | 5.61 | 7.41 | 5.16 | 4.71 | 3.37 | 1.8 | 2.69 | 2.92 | N | South | FC
MURRAY_6_UNIT | San Diego-IV | Grossmont Hospital | 0 | 0 | 0 | 0 | 0 | 0 | 0 | 0 | 0 | 0 | 0 | 0 | N | South | EO
NAROW1_2_UNIT | Sierra | NARROWS PH 1 UNIT | 12 | 12 | 12 | 12 | 12 | 12 | 12 | 12 | 12 | 12 | 12 | 12 | Y | North | FC
NAROW2_2_UNIT | Sierra | Narrows Powerhouse Unit 2 | 18.9 | 16.44 | 28.13 | 38.98 | 38.61 | 39.73 | 39.68 | 28.51 | 0.09 | 2.64 | 8.64 | 29.71 | Y | North | FC
NAVYII_2_UNITS | CAISO System | COSO POWER DEVELOPER (NAVY II) AGGREGATE | 90 | 90 | 90 | 90 | 90 | 90 | 90 | 90 | 90 | 90 | 90 | 90 | Y | South | FC
NCPA_7_GP1UN1 | NCNB | NCPA GEO PLANT 1 UNIT 1 | 31 | 31 | 31 | 31 | 31 | 31 | 31 | 31 | 31 | 31 | 31 | 31 | Y | North | FC
NCPA_7_GP1UN2 | NCNB | NCPA GEO PLANT 1 UNIT 2 | 28 | 28 | 28 | 28 | 28 | 28 | 28 | 28 | 28 | 28 | 28 | 28 | Y | North | FC
NCPA_7_GP2UN3 | NCNB | NCPA GEO PLANT 2 UNIT 3 | 0 | 0 | 0 | 0 | 0 | 0 | 0 | 0 | 0 | 0 | 0 | 0 | Y | North | FC
NCPA_7_GP2UN4 | NCNB | NCPA GEO PLANT 2 UNIT 4 | 52.73 | 52.73 | 52.73 | 52.73 | 52.73 | 52.73 | 52.73 | 52.73 | 52.73 | 52.73 | 52.73 | 52.73 | Y | North | FC
NEENCH_6_SOLAR | Big Creek-Ventura | Alpine Solar | 2.64 | 1.98 | 11.88 | 9.9 | 10.56 | 20.46 | 25.74 | 17.82 | 9.24 | 1.32 | 1.32 | 0 | N | South | FC
NEWARK_1_QF | Bay Area | NEWARK 1 QF | 0.04 | 0.05 | 0.05 | 0.05 | 0.05 | 0.05 | 0.05 | 0.05 | 0.04 | 0.05 | 0.05 | 0.05 | N | North | FC
NHOGAN_6_UNITS | CAISO System | NEW HOGAN PH AGGREGATE | 0.57 | 0.92 | 0.64 | 0.38 | 1.43 | 1.68 | 1.7 | 1.62 | 1.25 | 0.32 | 0.12 | 0.16 | N | North | FC
NOVATO_6_LNDFL | NCNB | Redwood Renewable Energy | 3.11 | 3.22 | 3.04 | 3.24 | 3.34 | 3.52 | 3.37 | 3.56 | 3.42 | 3.26 | 3.24 | 3.51 | N | North | ID | 100%
NWCSTL_7_UNIT 1 | Sierra | NEWCASTLE HYDRO | 0.41 | 3.98 | 3.13 | 4.13 | 4.09 | 1.35 | 1.25 | 0.51 | 0.13 | 0 | 0 | 0 | N | North | FC
NZWIND_2_WDSTR5 | CAISO System | Windstream 6111 | 0.88 | 0.76 | 1.77 | 1.58 | 1.58 | 2.08 | 1.45 | 1.33 | 0.95 | 0.5 | 0.76 | 0.82 | N | South | FC
NZWIND_6_CALWND | CAISO System | Wind Resource I | 1.26 | 1.08 | 2.52 | 2.25 | 2.25 | 2.97 | 2.07 | 1.89 | 1.35 | 0.72 | 1.08 | 1.17 | N | South | FC
NZWIND_6_WDSTR | CAISO System | Windstream 39 | 0.47 | 0.4 | 0.94 | 0.84 | 0.84 | 1.11 | 0.77 | 0.7 | 0.5 | 0.27 | 0.4 | 0.44 | N | South | FC
NZWIND_6_WDSTR2 | CAISO System | Windstream 6040 | 0.57 | 0.49 | 1.14 | 1.02 | 1.02 | 1.34 | 0.94 | 0.85 | 0.61 | 0.33 | 0.49 | 0.53 | N | South | FC
NZWIND_6_WDSTR3 | CAISO System | Windstream 6041 | 0.54 | 0.46 | 1.08 | 0.97 | 0.97 | 1.27 | 0.89 | 0.81 | 0.58 | 0.31 | 0.46 | 0.5 | N | South | FC
NZWIND_6_WDSTR4 | CAISO System | Windstream 6042 | 0.95 | 0.81 | 1.9 | 1.69 | 1.69 | 2.23 | 1.56 | 1.42 | 1.02 | 0.54 | 0.81 | 0.88 | N | South | FC
OAK C_1_EBMUD | Bay Area | MWWTP PGS 1 - ENGINES | 1.23 | 1.4 | 1.41 | 1.53 | 1.22 | 0.72 | 1.08 | 1.2 | 1.54 | 1 | 0.92 | 0.57 | N | North | FC
OAK C_7_UNIT 1 | Bay Area | OAKLAND STATION C GT UNIT 1 | 55 | 55 | 55 | 55 | 55 | 55 | 55 | 55 | 55 | 55 | 55 | 55 | Y | North | FC
OAK C_7_UNIT 2 | Bay Area | OAKLAND STATION C GT UNIT 2 | 55 | 55 | 55 | 55 | 55 | 55 | 55 | 55 | 55 | 55 | 55 | 55 | Y | North | FC
OAK C_7_UNIT 3 | Bay Area | OAKLAND STATION C GT UNIT 3 | 55 | 55 | 55 | 55 | 55 | 55 | 55 | 55 | 55 | 55 | 55 | 55 | Y | North | FC
OAK L_1_GTG1 | Bay Area | MWWTP PGS 2 - Turbine | 0 | 0 | 0 | 0 | 0 | 0 | 0 | 0 | 0 | 0 | 0 | 0 | N | North | EO
OAKWD_6_QF | CAISO System | Oak Creek | 3.9 | 3.34 | 7.8 | 6.97 | 6.97 | 9.2 | 6.41 | 5.85 | 4.18 | 2.23 | 3.34 | 3.62 | N | South | FC
OAKWD_6_ZEPHWD | CAISO System | Zephyr Park | 0.49 | 0.42 | 0.98 | 0.88 | 0.88 | 1.16 | 0.81 | 0.74 | 0.53 | 0.28 | 0.42 | 0.46 | N | South | FC
OASIS_6_CREST | Big Creek-Ventura | CREST Contracts | 0 | 0 | 0 | 0 | 0 | 0 | 0 | 0 | 0 | 0 | 0 | 0 | N | South | EO
OASIS_6_GBDSR4 | Big Creek-Ventura | Green Beanworks D | 0.12 | 0.09 | 0.54 | 0.45 | 0.48 | 0.93 | 1.17 | 0.81 | 0.42 | 0.06 | 0.06 | 0 | N | South | FC
OASIS_6_SOLAR1 | Big Creek-Ventura | Morgan Lancaster I | 0 | 0 | 0 | 0 | 0 | 0 | 0 | 0 | 0 | 0 | 0 | 0 | N | South | EO
OASIS_6_SOLAR2 | Big Creek-Ventura | Oasis Solar | 0.8 | 0.6 | 3.6 | 3 | 3.2 | 6.2 | 7.8 | 5.4 | 2.8 | 0.4 | 0.4 | 0 | N | South | FC
OASIS_6_SOLAR3 | Big Creek-Ventura | Soccer Center | 0 | 0 | 0 | 0 | 0 | 0 | 0 | 0 | 0 | 0 | 0 | 0 | N | South | EO
OCTILO_5_WIND | San Diego-IV | Ocotillo Wind Energy Facility | 37.1 | 31.8 | 74.2 | 66.25 | 66.25 | 87.45 | 60.95 | 55.65 | 39.75 | 21.2 | 31.8 | 34.45 | N | South | FC
OGROVE_6_PL1X2 | San Diego-IV | Orange Grove Energy Center | 96 | 96 | 96 | 96 | 96 | 96 | 96 | 96 | 96 | 96 | 96 | 96 | Y | South | FC
OILFLD_7_QFUNTS | CAISO System | Nacimiento Hydroelectric Plant | 0.48 | 0.72 | 0.11 | 1.53 | 2.27 | 2.06 | 1.8 | 1.77 | 1.3 | 0.47 | 0.1 | 0.11 | N | North | FC
OLDRIV_6_BIOGAS | Kern | Bidart Old River 1 | 1.44 | 1.46 | 1.66 | 1.6 | 1.59 | 1.61 | 1.69 | 1.69 | 1.67 | 1.66 | 1.44 | 1.45 | N | North | FC
OLDRIV_6_CESDBM | Kern | Ces Dairy Biogas | 0.82 | 0.76 | 0.88 | 0.8 | 0.86 | 0.89 | 0.88 | 0.9 | 0.91 | 0.85 | 0.87 | 0.87 | N | North | FC
OLDRIV_6_LKVBM1 | Kern | Lakeview Dairy Biogas | 0.82 | 0.74 | 0.86 | 0.82 | 0.86 | 0.9 | 0.88 | 0.91 | 0.9 | 0.84 | 0.87 | 0.87 | N | North | FC
OLDRV1_6_SOLAR | Kern | Old River One | 0.8 | 0.6 | 3.6 | 3 | 3.2 | 6.2 | 7.8 | 5.4 | 2.8 | 0.4 | 0.4 | 0 | N | North | FC
OLINDA_2_COYCRK | LA Basin | MWD Coyote Creek Hydroelectric Recovery | 3.13 | 3.13 | 3.13 | 3.13 | 3.13 | 3.13 | 3.13 | 3.13 | 3.13 | 3.13 | 3.13 | 3.13 | Y | South | FC
OLINDA_2_LNDFL2 | LA Basin | Brea Power II | 25.77 | 25.61 | 25.71 | 23.9 | 24.24 | 25.25 | 24.23 | 23.17 | 24.84 | 25.06 | 25.25 | 25.98 | N | South | FC
OLINDA_2_QF | LA Basin | OLINDA QFS | 0 | 0 | 0 | 0 | 0 | 0 | 0 | 0 | 0 | 0 | 0 | 0 | N | South | FC
OLINDA_7_BLKSND | LA Basin | BlackSand Generating Facility | 0.43 | 0.38 | 0.32 | 0.24 | 0.19 | 0.29 | 0.39 | 0.36 | 0.29 | 0.26 | 0.18 | 0.2 | N | South | FC
OLINDA_7_LNDFIL | LA Basin | OLINDA_7_LNDFIL | 0 | 0 | 0 | 0 | 0 | 0 | 0 | 0 | 0 | 0 | 0 | 0 | N | South | FC
OLIVEP_1_SOLAR | CAISO System | White River Solar | 0.8 | 0.6 | 3.6 | 3 | 3.2 | 6.2 | 7.8 | 5.4 | 2.8 | 0.4 | 0.4 | 0 | N | North | FC
OLIVEP_1_SOLAR2 | CAISO System | White River West | 0.79 | 0.59 | 3.56 | 2.96 | 3.16 | 6.12 | 7.7 | 5.33 | 2.77 | 0.4 | 0.4 | 0 | N | North | FC
OLSEN_2_UNIT | CAISO System | OLSEN POWER PARTNERS | 2.01 | 2.25 | 3.62 | 3.85 | 2.48 | 0.84 | 0.22 | 0.06 | 0 | 0.05 | 0.46 | 0.8 | N | North | FC
OMAR_2_UNIT 1 | Big Creek-Ventura | KERN RIVER COGENERATION CO. UNIT 1 | 76 | 76 | 75 | 73.1 | 72.16 | 71.06 | 71 | 70.3 | 72.34 | 72.14 | 74.04 | 76 | Y | South | FC
OMAR_2_UNIT 2 | Big Creek-Ventura | KERN RIVER COGENERATION CO. UNIT 2 | 76.4 | 76.03 | 75.28 | 74.22 | 72.92 | 71.76 | 71.28 | 71.24 | 72.82 | 72.56 | 74.85 | 76.14 | Y | South | FC
OMAR_2_UNIT 3 | Big Creek-Ventura | KERN RIVER COGENERATION CO. UNIT 3 | 78.27 | 77.87 | 77.58 | 76.86 | 75.72 | 74.36 | 73.88 | 74.03 | 75.76 | 75.69 | 77.12 | 77.94 | Y | South | FC
OMAR_2_UNIT 4 | Big Creek-Ventura | KERN RIVER COGENERATION CO. UNIT 4 | 81.44 | 81.44 | 81.44 | 81.44 | 81.44 | 81.44 | 81.44 | 81.44 | 81.44 | 81.44 | 81.44 | 81.44 | Y | South | FC
ONLLPP_6_UNITS | Fresno | O'NEILL PUMP-GEN (AGGREGATE) | 10.01 | 12.05 | 12.33 | 12.22 | 11.83 | 12.7 | 12.35 | 12.12 | 12.01 | 10.67 | 9.42 | 5.34 | N | North | FC
ORLND_6_HIGHLI | CAISO System | High Line Canal Hydro | 0 | 0 | 0 | 0.03 | 0.1 | 0.09 | 0.16 | 0.07 | 0.01 | 0.02 | 0 | 0 | N | North | FC
ORLND_6_SOLAR1 | CAISO System | Enerparc California 2 | 0.06 | 0.05 | 0.27 | 0.23 | 0.24 | 0.47 | 0.59 | 0.41 | 0.21 | 0.03 | 0.03 | 0 | N | North | FC | 100%
ORMOND_7_UNIT 1 | Big Creek-Ventura | ORMOND BEACH GEN STA. UNIT 1 | 741.27 | 741.27 | 741.27 | 741.27 | 741.27 | 741.27 | 741.27 | 741.27 | 741.27 | 741.27 | 741.27 | 741.27 | Y | South | FC
ORMOND_7_UNIT 2 | Big Creek-Ventura | ORMOND BEACH GEN STA. UNIT 2 | 750 | 750 | 750 | 750 | 750 | 750 | 750 | 750 | 750 | 750 | 750 | 750 | Y | South | FC
OROLOM_1_SOLAR1 | Fresno | Oro Loma Solar 1 | 0 | 0 | 0 | 0 | 0 | 0 | 0 | 0 | 0 | 0 | 0 | 0 | N | North | EO
OROLOM_1_SOLAR2 | Fresno | Oro Loma Solar 2 | 0 | 0 | 0 | 0 | 0 | 0 | 0 | 0 | 0 | 0 | 0 | 0 | N | North | EO
OROVIL_6_UNIT | Sierra | Oroville Cogeneration, LP | 7.5 | 7.5 | 7.5 | 7.5 | 7.5 | 7.5 | 7.5 | 7.5 | 7.5 | 7.5 | 7.5 | 7.5 | Y | North | FC
ORTGA_6_ME1SL1 | Fresno | Merced 1 | 0 | 0 | 0 | 0 | 0 | 0 | 0 | 0 | 0 | 0 | 0 | 0 | N | North | EO
OSO_6_NSPIN | Big Creek-Ventura | OSO_6_NSPIN | 18 | 18 | 18 | 18 | 18 | 18 | 18 | 18 | 18 | 18 | 18 | 18 | Y | South | FC
OTAY_6_LNDFL5 | San Diego-IV | Otay 5 | 0 | 0 | 0 | 0 | 0 | 0 | 0 | 0 | 0 | 0 | 0 | 0 | N | South | EO
OTAY_6_LNDFL6 | San Diego-IV | Otay 6 | 0 | 0 | 0 | 0 | 0 | 0 | 0 | 0 | 0 | 0 | 0 | 0 | N | South | EO
OTAY_6_PL1X2 | San Diego-IV | Chula Vista Energy Center, LLC | 35.5 | 35.5 | 35.5 | 35.5 | 35.5 | 35.5 | 35.5 | 35.5 | 35.5 | 35.5 | 35.5 | 35.5 | Y | South | FC
OTAY_6_UNITB1 | San Diego-IV | OTAY LANDFILL UNITS AGGREGATE | 1.77 | 1.04 | 1.4 | 1.91 | 1.98 | 1.73 | 2.09 | 2.13 | 2.05 | 2.4 | 1.81 | 2.23 | N | South | FC
OTMESA_2_PL1X3 | San Diego-IV | OTAY MESA ENERGY CENTER | 603.6 | 603.6 | 603.6 | 603.6 | 603.6 | 603.6 | 603.6 | 603.6 | 603.6 | 603.6 | 603.6 | 603.6 | Y | South | FC
OXBOW_6_DRUM | Sierra | OXBOW HYDRO | 1.46 | 0.63 | 1.53 | 3.38 | 2.31 | 2.94 | 4.04 | 3.62 | 2.93 | 0.44 | 2.95 | 2.51 | N | North | FC
OXMTN_6_LNDFIL | Bay Area | Ox Mountain Landfill Generating Plant | 10.39 | 10.14 | 10.14 | 10.14 | 10.45 | 10.28 | 10.14 | 10.29 | 10.47 | 10.09 | 10.3 | 10.52 | N | North | FC
PACLUM_6_UNIT | Humboldt | Humboldt Redwood | 19.73 | 19.62 | 20.02 | 18.5 | 20.36 | 17.1 | 14.77 | 15.13 | 15.4 | 15.92 | 14.84 | 15.06 | N | North | FC
PADUA_2_ONTARO | LA Basin | ONTARIO/SIERRA HYDRO PSP | 0.36 | 0.31 | 0.75 | 0.85 | 0.82 | 0.67 | 0.5 | 0.35 | 0.32 | 0.32 | 0.31 | 0.34 | N | South | FC
PADUA_2_SOLAR1 | LA Basin | Kona Solar - Rancho DC #1 | 0 | 0 | 0 | 0 | 0 | 0 | 0 | 0 | 0 | 0 | 0 | 0 | N | South | EO
PADUA_6_MWDSDM | LA Basin | San Dimas Hydroelectric Recovery Plant | 3.1 | 1.7 | 2.7 | 3.5 | 3.4 | 2.1 | 3 | 2.6 | 3 | 3.7 | 3.4 | 2.7 | Y | South | FC
PADUA_6_QF | LA Basin | PADUA QFS | 0.13 | 0.17 | 0.34 | 0.31 | 0.38 | 0.39 | 0.45 | 0.39 | 0.38 | 0.29 | 0.26 | 0.13 | N | South | FC
PADUA_7_SDIMAS | LA Basin | San Dimas Wash Hydro | 0 | 0 | 0 | 0 | 1.05 | 1.05 | 1.05 | 1.05 | 1.05 | 0 | 0 | 0 | Y | South | FC
PAIGES_6_SOLAR | Fresno | Paige Solar | 0 | 0 | 0 | 0 | 0 | 0 | 0 | 0 | 0 | 0 | 0 | 0 | N | North | EO
PALALT_7_COBUG | Bay Area | Cooperatively Owned Back Up Generator | 4.5 | 4.5 | 4.5 | 4.5 | 4.5 | 4.5 | 4.5 | 4.5 | 4.5 | 4.5 | 4.5 | 4.5 | N | North | FC
PALOMR_2_PL1X3 | San Diego-IV | Palomar Energy Center | 565.61 | 565.61 | 565.61 | 565.61 | 565.61 | 565.61 | 565.61 | 565.61 | 565.61 | 565.61 | 565.61 | 565.61 | Y | South | FC
PANSEA_1_PANARO | LA Basin | Mesa Wind Project | 4.2 | 3.6 | 8.4 | 7.5 | 7.5 | 9.9 | 6.9 | 6.3 | 4.5 | 2.4 | 3.6 | 3.9 | N | South | FC
PARDEB_6_UNITS | CAISO System | Pardee Power House | 20 | 20 | 20 | 20 | 20 | 20 | 14 | 14 | 14 | 15 | 7 | 15 | Y | North | FC
PBLOSM_2_SOLAR | CAISO System | PearBlossom | 0.38 | 0.29 | 1.71 | 1.43 | 1.52 | 2.95 | 3.71 | 2.57 | 1.33 | 0.19 | 0.19 | 0 | N | South | FC
PEABDY_2_LNDFIL | CAISO System | G2 Energy Hay Road Power Plant | 1.48 | 1.44 | 1.48 | 1.43 | 1.13 | 1.43 | 1.46 | 1.48 | 1.51 | 1.48 | 1.51 | 1.51 | N | North | ID | 100%
PEABDY_2_LNDFL1 | CAISO System | Potrero Hills Energy Producers | 7.03 | 7.39 | 7.2 | 6.64 | 7.16 | 7.14 | 7.02 | 7.24 | 7.09 | 6.77 | 7.42 | 7.51 | N | North | FC | 100%
PEARBL_2_NSPIN | CAISO System | PEARBL_2_NSPIN | 46 | 46 | 46 | 46 | 46 | 46 | 46 | 46 | 46 | 46 | 46 | 46 | Y | South | FC
PEORIA_1_SOLAR | Stockton | Sonora 1 | 0.06 | 0.05 | 0.27 | 0.23 | 0.24 | 0.47 | 0.59 | 0.41 | 0.21 | 0.03 | 0.03 | 0 | N | North | FC
PGCC_1_PDRP02 | CAISO System | PGCC_1_PDRP02 | 0.29 | 0.28 | 0.29 | 0.27 | 0.28 | 0.35 | 0.31 | 0.31 | 0.3 | 0.29 | 0.28 | 0.28 | Y | North | FC
PGCC_1_PDRP04 | CAISO System | PGCC_1_PDRP04 | [12 empty] | Y | North | FC | bar: JAN to DEC
PGCC_1_PDRP05 | CAISO System | PDR-D PGCC | [12 empty] | Y | North | FC | bar: JAN to DEC
PGCC_1_PDRP08 | CAISO System | PGCC_1_PDRP08 | 0.99 | 0.99 | 0.99 | 0.99 | 0.99 | 0.99 | 0.99 | 0.99 | 0.99 | 0.99 | 0.99 | 0.99 | Y | North | FC
PGCC_1_PDRP12 | CAISO System | PGCC_1_PDRP12 | 0.99 | 0.99 | 0.99 | 0.99 | 0.99 | 0.99 | 0.99 | 0.99 | 0.99 | 0.99 | 0.99 | 0.99 | Y | North | FC
PGCC_1_PDRP13 | CAISO System | PGCC_1_PDRP13 | 0.99 | 0.99 | 0.99 | 0.99 | 0.99 | 0.99 | 0.99 | 0.99 | 0.99 | 0.99 | 0.99 | 0.99 | Y | North | FC
PGCC_1_PDRP16 | CAISO System |  | JUN: 0.99; JUL: 0.99; AUG: 0.99; SEP: 0.99; OCT: 0.99; NOV: 0.99; DEC: 0.99 | Y | North | FC
PGCC_1_PDRP17 | CAISO System |  | JUN: 0.99; JUL: 0.99; AUG: 0.99; SEP: 0.99; OCT: 0.99; NOV: 0.99; DEC: 0.99 | Y | North | FC
PGCC_1_PDRP18 | CAISO System | PGCC_1_PDRP18 | 0.99 | 0.99 | 0.99 | 0.99 | 0.99 | 0.99 | 0.99 | 0.99 | 0.99 | 0.99 | 0.99 | 0.99 | Y | North | FC
PGCC_1_PDRP19 | CAISO System |  | JUN: 0.99; JUL: 0.99; AUG: 0.99; SEP: 0.99; OCT: 0.99; NOV: 0.99; DEC: 0.99 | Y | North | FC
PGCC_1_PDRP20 | CAISO System |  | JUN: 9.99; JUL: 9.99; AUG: 9.99; SEP: 9.99; OCT: 9.99; NOV: 9.99; DEC: 9.99 | Y | North | FC
PGCC_1_PDRP21 | CAISO System | PGCC_1_PDRP21 | 0.99 | 0.99 | 0.99 | 0.99 | 0.99 | 0.99 | 0.99 | 0.99 | 0.99 | 0.99 | 0.99 | 0.99 | Y | North | FC
PGCC_1_PDRP22 | CAISO System | PGCC_1_PDRP22 | 0.99 | 0.99 | 0.99 | 0.99 | 0.99 | 0.99 | 0.99 | 0.99 | 0.99 | 0.99 | 0.99 | 0.99 | Y | North | FC
PGCC_1_PDRP24 | CAISO System |  | JUN: 1.2; JUL: 1.2; AUG: 1.2; SEP: 2; OCT: 1.8; NOV: 1.8; DEC: 1.8 | Y | North | FC
PGCC_1_PDRP25 | CAISO System |  | JUL: 0.99; AUG: 0.99; SEP: 0.99; OCT: 0.99; NOV: 0.99; DEC: 0.99 | Y | North | FC
PGCC_1_PDRP30 | CAISO System |  | JUN: 2.43; JUL: 2.43; AUG: 2.43; SEP: 2.43; OCT: 2.43; NOV: 2.43; DEC: 2.43 | Y | North | FC
PGCC_1_PDRP45 | CAISO System |  | JUL: 0.99; AUG: 0.99; SEP: 0.99; OCT: 0.99; NOV: 0.99; DEC: 0.99 | Y | North | FC
PGEB_2_PDRP01 | CAISO System | Tesla Freemont | [12 empty] | Y | North | FC | bar: JAN to DEC
PGEB_2_PDRP03 | CAISO System | PDR-A PGEB | 0.1 | 0.1 | 0.1 | 0.1 | 0.1 | 0.1 | 0.1 | 0.1 | 0.1 | 0.1 | 0.1 | 0.1 | Y | North | FC
PGEB_2_PDRP04 | CAISO System | PGEB_2_PDRP04 | 0.74 | 0.65 | 0.03 | 0 | 1.23 | 0 | 0 | 0 | 2.19 | 1.33 | 0 | 0.69 | Y | North | FC
PGEB_2_PDRP05 | CAISO System | PGEB_2_PDRP05 | 0 | 0 | 0 | 0 | 1.14 | 0 | 0 | 0 | 2.73 | 1.53 | 0 | 0 | Y | North | FC
PGEB_2_PDRP08 | CAISO System | PGEB_2_PDRP08 | [12 empty] | Y | North | FC | bar: JAN to DEC
PGEB_2_PDRP09 | CAISO System | PGEB_2_PDRP09 | [12 empty] | Y | North | FC | bar: JAN to DEC
PGEB_2_PDRP10 | CAISO System | PGEB_2_PDRP10 | [12 empty] | Y | North | FC | bar: JAN to DEC
PGEB_2_PDRP100 | CAISO System | PGEB_2_PDRP100 | 0.99 | 0.99 | 0.99 | 0.99 | 0.99 | 0.99 | 0.99 | 0.99 | 0.99 | 0.99 | 0.99 | 0.99 | Y | North | FC
PGEB_2_PDRP101 | CAISO System |  | JUN: 0.99; JUL: 0.99; AUG: 0.99; SEP: 0.99; OCT: 0.99; NOV: 0.99; DEC: 0.99 | Y | North | FC
PGEB_2_PDRP102 | CAISO System |  | JUN: 0.99; JUL: 0.99; AUG: 0.99; SEP: 0.99; OCT: 0.99; NOV: 0.99; DEC: 0.99 | Y | North | FC
PGEB_2_PDRP103 | CAISO System |  | JUN: 0.99; JUL: 0.99; AUG: 0.99; SEP: 0.99; OCT: 0.99; NOV: 0.99; DEC: 0.99 | Y | North | FC
PGEB_2_PDRP104 | CAISO System |  | JUN: 0.99; JUL: 0.99; AUG: 0.99; SEP: 0.99; OCT: 0.99; NOV: 0.99; DEC: 0.99 | Y | North | FC
PGEB_2_PDRP105 | CAISO System |  | JUN: 0.99; JUL: 0.99; AUG: 0.99; SEP: 0.99; OCT: 0.99; NOV: 0.99; DEC: 0.99 | Y | North | FC
PGEB_2_PDRP11 | CAISO System | Tesla Dublin | 0.2 | 0.2 | 0.2 | 0.2 | 0.2 | 0.2 | 0.2 | 0.2 | 0.2 | 0.2 | 0.2 | 0.2 | Y | North | FC
PGEB_2_PDRP21 | CAISO System | PGEB_2_PDRP21 | 0.99 | 0.99 | 0.99 | 0.99 | 0.99 | 0.99 | 0.99 | 0.99 | 0.99 | 0.99 | 0.99 | 0.99 | Y | North | FC
PGEB_2_PDRP22 | CAISO System | PGEB_2_PDRP22 | 0.99 | 0.99 | 0.99 | 0.99 | 0.99 | 0.99 | 0.99 | 0.99 | 0.99 | 0.99 | 0.99 | 0.99 | Y | North | FC
PGEB_2_PDRP23 | CAISO System | PGEB_2_PDRP23 | 0.99 | 0.99 | 0.99 | 0.99 | 0.99 | 0.99 | 0.99 | 0.99 | 0.99 | 0.99 | 0.99 | 0.99 | Y | North | FC
PGEB_2_PDRP24 | CAISO System | PGEB_2_PDRP24 | 0.99 | 0.99 | 0.99 | 0.99 | 0.99 | 0.99 | 0.99 | 0.99 | 0.99 | 0.99 | 0.99 | 0.99 | Y | North | FC
PGEB_2_PDRP25 | CAISO System | PGEB_2_PDRP25 | 0.99 | 0.99 | 0.99 | 0.99 | 0.99 | 0.99 | 0.99 | 0.99 | 0.99 | 0.99 | 0.99 | 0.99 | Y | North | FC
PGEB_2_PDRP26 | CAISO System | PGEB_2_PDRP26 | 0.99 | 0.99 | 0.99 | 0.99 | 0.99 | 0.99 | 0.99 | 0.99 | 0.99 | 0.99 | 0.99 | 0.99 | Y | North | FC
PGEB_2_PDRP27 | CAISO System | PGEB_2_PDRP27 | 0.99 | 0.99 | 0.99 | 0.99 | 0.99 | 0.99 | 0.99 | 0.99 | 0.99 | 0.99 | 0.99 | 0.99 | Y | North | FC
PGEB_2_PDRP28 | CAISO System | PGEB_2_PDRP28 | 0.99 | 0.99 | 0.99 | 0.99 | 0.99 | 0.99 | 0.99 | 0.99 | 0.99 | 0.99 | 0.99 | 0.99 | Y | North | FC
PGEB_2_PDRP29 | CAISO System | PGEB_2_PDRP29 | 0.99 | 0.99 | 0.99 | 0.99 | 0.99 | 0.99 | 0.99 | 0.99 | 0.99 | 0.99 | 0.99 | 0.99 | Y | North | FC
PGEB_2_PDRP30 | CAISO System | PGEB_2_PDRP30 | 0.99 | 0.99 | 0.99 | 0.99 | 0.99 | 0.99 | 0.99 | 0.99 | 0.99 | 0.99 | 0.99 | 0.99 | Y | North | FC
PGEB_2_PDRP31 | CAISO System | PGEB_2_PDRP31 | 0.99 | 0.99 | 0.99 | 0.99 | 0.99 | 0.99 | 0.99 | 0.99 | 0.99 | 0.99 | 0.99 | 0.99 | Y | North | FC
PGEB_2_PDRP34 | CAISO System | PGEB_2_PDRP34 | 0.99 | 0.99 | 0.99 | 0.99 | 0.99 | 0.99 | 0.99 | 0.99 | 0.99 | 0.99 | 0.99 | 0.99 | Y | North | FC
PGEB_2_PDRP35 | CAISO System | PGEB_2_PDRP35 | 0.99 | 0.99 | 0.99 | 0.99 | 0.99 | 0.99 | 0.99 | 0.99 | 0.99 | 0.99 | 0.99 | 0.99 | Y | North | FC
PGEB_2_PDRP36 | CAISO System | PGEB_2_PDRP36 | 0.99 | 0.99 | 0.99 | 0.99 | 0.99 | 0.99 | 0.99 | 0.99 | 0.99 | 0.99 | 0.99 | 0.99 | Y | North | FC
PGEB_2_PDRP37 | CAISO System | PGEB_2_PDRP37 | 0.99 | 0.99 | 0.99 | 0.99 | 0.99 | 0.99 | 0.99 | 0.99 | 0.99 | 0.99 | 0.99 | 0.99 | Y | North | FC
PGEB_2_PDRP40 | CAISO System | PGEB_2_PDRP40 | 0.99 | 0.99 | 0.99 | 0.99 | 0.99 | 0.99 | 0.99 | 0.99 | 0.99 | 0.99 | 0.99 | 0.99 | Y | North | FC
PGEB_2_PDRP41 | CAISO System | PGEB_2_PDRP41 | 0.99 | 0.99 | 0.99 | 0.99 | 0.99 | 0.99 | 0.99 | 0.99 | 0.99 | 0.99 | 0.99 | 0.99 | Y | North | FC
PGEB_2_PDRP42 | CAISO System | PGEB_2_PDRP42 | 0.99 | 0.99 | 0.99 | 0.99 | 0.99 | 0.99 | 0.99 | 0.99 | 0.99 | 0.99 | 0.99 | 0.99 | Y | North | FC
PGEB_2_PDRP43 | CAISO System | PGEB_2_PDRP43 | 0.99 | 0.99 | 0.99 | 0.99 | 0.99 | 0.99 | 0.99 | 0.99 | 0.99 | 0.99 | 0.99 | 0.99 | Y | North | FC
PGEB_2_PDRP44 | CAISO System | PGEB_2_PDRP44 | 0.99 | 0.99 | 0.99 | 0.99 | 0.99 | 0.99 | 0.99 | 0.99 | 0.99 | 0.99 | 0.99 | 0.99 | Y | North | FC
PGEB_2_PDRP45 | CAISO System | PGEB_2_PDRP45 | 0.99 | 0.99 | 0.99 | 0.99 | 0.99 | 0.99 | 0.99 | 0.99 | 0.99 | 0.99 | 0.99 | 0.99 | Y | North | FC
PGEB_2_PDRP46 | CAISO System | PGEB_2_PDRP46 | 0.99 | 0.99 | 0.99 | 0.99 | 0.99 | 0.99 | 0.99 | 0.99 | 0.99 | 0.99 | 0.99 | 0.99 | Y | North | FC
PGEB_2_PDRP47 | CAISO System | PGEB_2_PDRP47 | 0.99 | 0.99 | 0.99 | 0.99 | 0.99 | 0.99 | 0.99 | 0.99 | 0.99 | 0.99 | 0.99 | 0.99 | Y | North | FC
PGEB_2_PDRP48 | CAISO System | PGEB_2_PDRP48 | 0.99 | 0.99 | 0.99 | 0.99 | 0.99 | 0.99 | 0.99 | 0.99 | 0.99 | 0.99 | 0.99 | 0.99 | Y | North | FC
PGEB_2_PDRP49 | CAISO System | PGEB_2_PDRP49 | 0.99 | 0.99 | 0.99 | 0.99 | 0.99 | 0.99 | 0.99 | 0.99 | 0.99 | 0.99 | 0.99 | 0.99 | Y | North | FC
PGEB_2_PDRP50 | CAISO System | PGEB_2_PDRP50 | 0.99 | 0.99 | 0.99 | 0.99 | 0.99 | 0.99 | 0.99 | 0.99 | 0.99 | 0.99 | 0.99 | 0.99 | Y | North | FC
PGEB_2_PDRP51 | CAISO System | PGEB_2_PDRP51 | 0.99 | 0.99 | 0.99 | 0.99 | 0.99 | 0.99 | 0.99 | 0.99 | 0.99 | 0.99 | 0.99 | 0.99 | Y | North | FC
PGEB_2_PDRP52 | CAISO System | PGEB_2_PDRP52 | 0.99 | 0.99 | 0.99 | 0.99 | 0.99 | 0.99 | 0.99 | 0.99 | 0.99 | 0.99 | 0.99 | 0.99 | Y | North | FC
PGEB_2_PDRP53 | CAISO System | PGEB_2_PDRP53 | 0.99 | 0.99 | 0.99 | 0.99 | 0.99 | 0.99 | 0.99 | 0.99 | 0.99 | 0.99 | 0.99 | 0.99 | Y | North | FC
PGEB_2_PDRP54 | CAISO System | PGEB_2_PDRP54 | 0.99 | 0.99 | 0.99 | 0.99 | 0.99 | 0.99 | 0.99 | 0.99 | 0.99 | 0.99 | 0.99 | 0.99 | Y | North | FC
PGEB_2_PDRP55 | CAISO System | PGEB_2_PDRP55 | 0.99 | 0.99 | 0.99 | 0.99 | 0.99 | 0.99 | 0.99 | 0.99 | 0.99 | 0.99 | 0.99 | 0.99 | Y | North | FC
PGEB_2_PDRP56 | CAISO System | PGEB_2_PDRP56 | 0.99 | 0.99 | 0.99 | 0.99 | 0.99 | 0.99 | 0.99 | 0.99 | 0.99 | 0.99 | 0.99 | 0.99 | Y | North | FC
PGEB_2_PDRP57 | CAISO System | PGEB_2_PDRP57 | 0.99 | 0.99 | 0.99 | 0.99 | 0.99 | 0.99 | 0.99 | 0.99 | 0.99 | 0.99 | 0.99 | 0.99 | Y | North | FC
PGEB_2_PDRP60 | CAISO System | PGEB_2_PDRP60 | 0.99 | 0.99 | 0.99 | 0.99 | 0.99 | 9.99 | 9.99 | 9.99 | 9.99 | 9.99 | 9.99 | 9.99 | Y | North | FC
PGEB_2_PDRP62 | CAISO System | PGEB_2_PDRP62 | 9.99 | 9.99 | 9.99 | 9.99 | 9.99 | 9.99 | 9.99 | 9.99 | 9.99 | 9.99 | 9.99 | 9.99 | Y | North | FC
PGEB_2_PDRP63 | CAISO System |  | JUL: 0.99; AUG: 0.99; SEP: 0.99; OCT: 0.99; NOV: 0.99; DEC: 0.99 | Y | North | FC
PGEB_2_PDRP65 | CAISO System |  | JUL: 0.99; AUG: 0.99; SEP: 0.99; OCT: 0.99; NOV: 0.99; DEC: 0.99 | Y | North | FC
PGEB_2_PDRP66 | CAISO System |  | JUL: 0.99; AUG: 0.99; SEP: 0.99; OCT: 0.99; NOV: 0.99; DEC: 0.99 | Y | North | FC
PGEB_2_PDRP78 | CAISO System | PGEB_2_PDRP78 | 0.99 | 0.99 | 0.99 | 0.99 | 0.99 | 0.99 | 0.99 | 0.99 | 0.99 | 0.99 | 0.99 | 0.99 | Y | North | FC
PGEB_2_PDRP79 | CAISO System | PGEB_2_PDRP79 | 0.99 | 0.99 | 0.99 | 0.99 | 0.99 | 0.99 | 0.99 | 0.99 | 0.99 | 0.99 | 0.99 | 0.99 | Y | North | FC
PGEB_2_PDRP80 | CAISO System | PGEB_2_PDRP80 | 0.99 | 0.99 | 0.99 | 0.99 | 0.99 | 0.99 | 0.99 | 0.99 | 0.99 | 0.99 | 0.99 | 0.99 | Y | North | FC
PGEB_2_PDRP81 | CAISO System | PGEB_2_PDRP81 | 0.99 | 0.99 | 0.99 | 0.99 | 0.99 | 0.99 | 0.99 | 0.99 | 0.99 | 0.99 | 0.99 | 0.99 | Y | North | FC
PGEB_2_PDRP82 | CAISO System | PGEB_2_PDRP82 | 0.99 | 0.99 | 0.99 | 0.99 | 0.99 | 0.99 | 0.99 | 0.99 | 0.99 | 0.99 | 0.99 | 0.99 | Y | North | FC
PGEB_2_PDRP93 | CAISO System |  | JUN: 0.4; JUL: 0.4; AUG: 0.4; SEP: 0.95; OCT: 0.86; NOV: 0.86; DEC: 0.86 | Y | North | FC
PGEB_2_PDRP94 | CAISO System |  | JUN: 2.5; JUL: 2.5; AUG: 2.5; SEP: 2.5; OCT: 2.5; NOV: 2.5; DEC: 2.5 | Y | North | FC
PGEB_2_PDRP95 | CAISO System |  | JUL: 0.99; AUG: 0.99; SEP: 0.99; OCT: 0.99; NOV: 0.99; DEC: 0.99 | Y | North | FC
PGEB_2_PDRP96 | CAISO System |  | JUL: 0.99; AUG: 0.99; SEP: 0.99; OCT: 0.99; NOV: 0.99; DEC: 0.99 | Y | North | FC
PGEB_2_PDRP97 | CAISO System |  | JUL: 0.99; AUG: 0.99; SEP: 0.99; OCT: 0.99; NOV: 0.99; DEC: 0.99 | Y | North | FC
PGEB_2_PDRP98 | CAISO System |  | JUL: 0.99; AUG: 0.99; SEP: 0.99; OCT: 0.99; NOV: 0.99; DEC: 0.99 | Y | North | FC
PGEB_2_PDRP99 | CAISO System |  | JUN: 2.95; JUL: 2.95; AUG: 2.95; SEP: 2.95; OCT: 2.95; NOV: 2.95; DEC: 2.95 | Y | North | FC
PGEB_2_RDRR08 | CAISO System | RDRR-D PGEB | 1.5 | 1.5 | 1.5 | 1.5 | 1.6 | 1.6 | 1.9 | 1.9 | 1.9 | 1.9 | 1.9 | 1.9 | Y | North | FC
PGF1_2_PDRP03 | CAISO System | PGF1_2_PDRP03 | 0.38 | 0.39 | 0.42 | 0 | 0.87 | 0 | 0 | 0 | 1.1 | 0.8 | 0 | 0.4 | Y | North | FC
PGF1_2_PDRP04 | CAISO System | PGF1_2_PDRP04 | 0.76 | 0.78 | 0.83 | 0 | 1.74 | 0.97 | 0 | 0.24 | 2.2 | 1.59 | 0.87 | 0.8 | Y | North | FC
PGF1_2_PDRP07 | CAISO System | PDR-F PGF1 | 0.99 | 0.99 | 0.99 | 0.99 | 0.99 | 0.99 | 0.99 | 0.99 | 0.99 | 0.99 | 0.99 | 0.99 | Y | North | FC
PGF1_2_PDRP08 | CAISO System | PDR-D PGF1 | 4.3 | 4.3 | 4.3 | 4.3 | 4.3 | 4.3 | 4.3 | 4.3 | 4.3 | 4.3 | 4.3 | 4.3 | Y | North | FC
PGF1_2_PDRP100 | CAISO System |  | JUN: 2; JUL: 2; AUG: 2; SEP: 2; OCT: 2; NOV: 2; DEC: 2 | Y | North | FC
PGF1_2_PDRP11 | CAISO System | PGF1_2_PDRP11 | 0.57 | 0.59 | 0.63 | 0 | 1.31 | 0 | 0 | 0 | 1.03 | 1.19 | 0.07 | 0.6 | Y | North | FC
PGF1_2_PDRP16 | CAISO System | PGF1_2_PDRP16 | 0.99 | 0.99 | 0.99 | 0.99 | 0.99 | 0.99 | 0.99 | 0.99 | 0.99 | 0.99 | 0.99 | 0.99 | Y | North | FC
PGF1_2_PDRP17 | CAISO System | PGF1_2_PDRP17 | 0.99 | 0.99 | 0.99 | 0.99 | 0.99 | 0.99 | 0.99 | 0.99 | 0.99 | 0.99 | 0.99 | 0.99 | Y | North | FC
PGF1_2_PDRP18 | CAISO System | PGF1_2_PDRP18 | 0.99 | 0.99 | 0.99 | 0.99 | 0.99 | 0.99 | 0.99 | 0.99 | 0.99 | 0.99 | 0.99 | 0.99 | Y | North | FC
PGF1_2_PDRP19 | CAISO System | PGF1_2_PDRP19 | 0.99 | 0.99 | 0.99 | 0.99 | 0.99 | 0.99 | 0.99 | 0.99 | 0.99 | 0.99 | 0.99 | 0.99 | Y | North | FC
PGF1_2_PDRP20 | CAISO System | PGF1_2_PDRP20 | 0.99 | 0.99 | 0.99 | 0.99 | 0.99 | 0.99 | 0.99 | 0.99 | 0.99 | 0.99 | 0.99 | 0.99 | Y | North | FC
PGF1_2_PDRP21 | CAISO System | PGF1_2_PDRP21 | 0.99 | 0.99 | 0.99 | 0.99 | 0.99 | 0.99 | 0.99 | 0.99 | 0.99 | 0.99 | 0.99 | 0.99 | Y | North | FC
PGF1_2_PDRP24 | CAISO System | PGF1_2_PDRP24 | 0.99 | 0.99 | 0.99 | 0.99 | 0.99 | 0.99 | 0.99 | 0.99 | 0.99 | 0.99 | 0.99 | 0.99 | Y | North | FC
PGF1_2_PDRP25 | CAISO System | PGF1_2_PDRP25 | 0.99 | 0.99 | 0.99 | 0.99 | 0.99 | 0.99 | 0.99 | 0.99 | 0.99 | 0.99 | 0.99 | 0.99 | Y | North | FC
PGF1_2_PDRP26 | CAISO System | PGF1_2_PDRP26 | 0.99 | 0.99 | 0.99 | 0.99 | 0.99 | 0.99 | 0.99 | 0.99 | 0.99 | 0.99 | 0.99 | 0.99 | Y | North | FC
PGF1_2_PDRP27 | CAISO System | PGF1_2_PDRP27 | 0.99 | 0.99 | 0.99 | 0.99 | 0.99 | 0.99 | 0.99 | 0.99 | 0.99 | 0.99 | 0.99 | 0.99 | Y | North | FC
PGF1_2_PDRP28 | CAISO System | PGF1_2_PDRP28 | 0.99 | 0.99 | 0.99 | 0.99 | 0.99 | 0.99 | 0.99 | 0.99 | 0.99 | 0.99 | 0.99 | 0.99 | Y | North | FC
PGF1_2_PDRP29 | CAISO System | PGF1_2_PDRP29 | 0.99 | 0.99 | 0.99 | 0.99 | 0.99 | 0.99 | 0.99 | 0.99 | 0.99 | 0.99 | 0.99 | 0.99 | Y | North | FC
PGF1_2_PDRP30 | CAISO System | PGF1_2_PDRP30 | 0.99 | 0.99 | 0.99 | 0.99 | 0.99 | 0.99 | 0.99 | 0.99 | 0.99 | 0.99 | 0.99 | 0.99 | Y | North | FC
PGF1_2_PDRP36 | CAISO System | PGF1_2_PDRP36 | 0 | 0 | 0 | 0 | 0 | 0 | 0 | 0 | 0.34 | 0 | 0 | 0 | Y | North | FC
PGF1_2_PDRP37 | CAISO System | PGF1_2_PDRP37 | 2 | 2 | 2 | 2 | 2 | 2 | 2 | 2 | 2 | 2 | 2 | 2 | Y | North | FC
PGF1_2_PDRP38 | CAISO System | PGF1_2_PDRP38 | 2 | 2 | 2 | 2 | 2 | 2 | 2 | 2 | 2 | 2 | 2 | 2 | Y | North | FC
PGF1_2_PDRP39 | CAISO System | PGF1_2_PDRP39 | 2 | 2 | 2 | 2 | 2 | 2 | 2 | 2 | 2 | 2 | 2 | 2 | Y | North | FC
PGF1_2_PDRP40 | CAISO System | PGF1_2_PDRP40 | 2 | 2 | 2 | 2 | 2 | 2 | 2 | 2 | 2 | 2 | 2 | 2 | Y | North | FC
PGF1_2_PDRP41 | CAISO System | PGF1_2_PDRP41 | 2 | 2 | 2 | 2 | 2 | 2 | 2 | 2 | 2 | 2 | 2 | 2 | Y | North | FC
PGF1_2_PDRP42 | CAISO System | PGF1_2_PDRP42 | 2 | 2 | 2 | 2 | 2 | 2 | 2 | 2 | 2 | 2 | 2 | 2 | Y | North | FC
PGF1_2_PDRP43 | CAISO System | PGF1_2_PDRP43 | 2 | 2 | 2 | 2 | 2 | 2 | 2 | 2 | 2 | 2 | 2 | 2 | Y | North | FC
PGF1_2_PDRP44 | CAISO System | PGF1_2_PDRP44 | 2 | 2 | 2 | 2 | 2 | 2 | 2 | 2 | 2 | 2 | 2 | 2 | Y | North | FC
PGF1_2_PDRP45 | CAISO System | PGF1_2_PDRP45 | 2 | 2 | 2 | 2 | 2 | 2 | 2 | 2 | 2 | 2 | 2 | 2 | Y | North | FC
PGF1_2_PDRP46 | CAISO System | PGF1_2_PDRP46 | 2 | 2 | 2 | 2 | 2 | 2 | 2 | 2 | 2 | 2 | 2 | 2 | Y | North | FC
PGF1_2_PDRP47 | CAISO System | PGF1_2_PDRP47 | 2 | 2 | 2 | 2 | 2 | 2 | 2 | 2 | 2 | 2 | 2 | 2 | Y | North | FC
PGF1_2_PDRP48 | CAISO System | PGF1_2_PDRP48 | 2 | 2 | 2 | 2 | 2 | 2 | 2 | 2 | 2 | 2 | 2 | 2 | Y | North | FC
PGF1_2_PDRP49 | CAISO System | PGF1_2_PDRP49 | 2 | 2 | 2 | 2 | 2 | 2 | 2 | 2 | 2 | 2 | 2 | 2 | Y | North | FC
PGF1_2_PDRP50 | CAISO System | PGF1_2_PDRP50 | 2 | 2 | 2 | 2 | 2 | 2 | 2 | 2 | 2 | 2 | 2 | 2 | Y | North | FC
PGF1_2_PDRP51 | CAISO System | PGF1_2_PDRP51 | 2 | 2 | 2 | 2 | 2 | 2 | 2 | 2 | 2 | 2 | 2 | 2 | Y | North | FC
PGF1_2_PDRP52 | CAISO System | PGF1_2_PDRP52 | 2 | 2 | 2 | 2 | 2 | 2 | 2 | 2 | 2 | 2 | 2 | 2 | Y | North | FC
PGF1_2_PDRP53 | CAISO System | PGF1_2_PDRP53 | 2 | 2 | 2 | 2 | 2 | 2 | 2 | 2 | 2 | 2 | 2 | 2 | Y | North | FC
PGF1_2_PDRP54 | CAISO System | PGF1_2_PDRP54 | 2 | 2 | 2 | 2 | 2 | 2 | 2 | 2 | 2 | 2 | 2 | 2 | Y | North | FC
PGF1_2_PDRP55 | CAISO System | PGF1_2_PDRP55 | 2 | 2 | 2 | 2 | 2 | 2 | 2 | 2 | 2 | 2 | 2 | 2 | Y | North | FC
PGF1_2_PDRP56 | CAISO System | PGF1_2_PDRP56 | 2 | 2 | 2 | 2 | 2 | 2 | 2 | 2 | 2 | 2 | 2 | 2 | Y | North | FC
PGF1_2_PDRP57 | CAISO System | PGF1_2_PDRP57 | 2 | 2 | 2 | 2 | 2 | 2 | 2 | 2 | 2 | 2 | 2 | 2 | Y | North | FC
PGF1_2_PDRP58 | CAISO System | PGF1_2_PDRP58 | 2 | 2 | 2 | 2 | 2 | 2 | 2 | 2 | 2 | 2 | 2 | 2 | Y | North | FC
PGF1_2_PDRP59 | CAISO System | PGF1_2_PDRP59 | 2 | 2 | 2 | 2 | 2 | 2 | 2 | 2 | 2 | 2 | 2 | 2 | Y | North | FC
PGF1_2_PDRP60 | CAISO System | PGF1_2_PDRP60 | 9.99 | 9.99 | 9.99 | 9.99 | 9.99 | 9.99 | 9.99 | 9.99 | 9.99 | 9.99 | 9.99 | 9.99 | Y | North | FC
PGF1_2_PDRP61 | CAISO System | PGF1_2_PDRP61 | 0.99 | 0.99 | 0.99 | 0.99 | 0.99 | 0.99 | 0.99 | 0.99 | 0.99 | 0.99 | 0.99 | 0.99 | Y | North | FC
PGF1_2_PDRP62 | CAISO System | PGF1_2_PDRP62 | 0.99 | 0.99 | 0.99 | 0.99 | 0.99 | 0.99 | 0.99 | 0.99 | 0.99 | 0.99 | 0.99 | 0.99 | Y | North | FC
PGF1_2_PDRP63 | CAISO System | PGF1_2_PDRP63 | 0.99 | 0.99 | 0.99 | 0.99 | 0.99 | 0.99 | 0.99 | 0.99 | 0.99 | 0.99 | 0.99 | 0.99 | Y | North | FC
PGF1_2_PDRP64 | CAISO System | PGF1_2_PDRP64 | 0.99 | 0.99 | 0.99 | 0.99 | 0.99 | 0.99 | 0.99 | 0.99 | 0.99 | 0.99 | 0.99 | 0.99 | Y | North | FC
PGF1_2_PDRP65 | CAISO System | PGF1_2_PDRP65 | 0.99 | 0.99 | 0.99 | 0.99 | 0.99 | 0.99 | 0.99 | 0.99 | 0.99 | 0.99 | 0.99 | 0.99 | Y | North | FC
PGF1_2_PDRP66 | CAISO System | PGF1_2_PDRP66 | 9.99 | 9.99 | 9.99 | 9.99 | 9.99 | 9.99 | 9.99 | 9.99 | 9.99 | 9.99 | 9.99 | 9.99 | Y | North | FC
PGF1_2_PDRP68 | CAISO System | PGF1_2_PDRP68 | 0.99 | 0.99 | 0.99 | 0.99 | 0.99 | 0.99 | 0.99 | 0.99 | 0.99 | 0.99 | 0.99 | 0.99 | Y | North | FC
PGF1_2_PDRP69 | CAISO System | PGF1_2_PDRP69 | 0.99 | 0.99 | 0.99 | 0.99 | 0.99 | 0.99 | 0.99 | 0.99 | 0.99 | 0.99 | 0.99 | 0.99 | Y | North | FC
PGF1_2_PDRP70 | CAISO System |  | JUL: 0.99; AUG: 0.99; SEP: 0.99; OCT: 0.99; NOV: 0.99; DEC: 0.99 | Y | North | FC
PGF1_2_PDRP71 | CAISO System |  | JUL: 0.99; AUG: 0.99; SEP: 0.99; OCT: 0.99; NOV: 0.99; DEC: 0.99 | Y | North | FC
PGF1_2_PDRP72 | CAISO System |  | JUL: 0.99; AUG: 0.99; SEP: 0.99; OCT: 0.99; NOV: 0.99; DEC: 0.99 | Y | North | FC
PGF1_2_PDRP73 | CAISO System |  | JUL: 0.99; AUG: 0.99; SEP: 0.99; OCT: 0.99; NOV: 0.99; DEC: 0.99 | Y | North | FC
PGF1_2_PDRP77 | CAISO System | PGF1_2_PDRP77 | 0.99 | 0.99 | 0.99 | 0.99 | 0.99 | 0.99 | 0.99 | 0.99 | 0.99 | 0.99 | 0.99 | 0.99 | Y | North | FC
PGF1_2_PDRP78 | CAISO System | PGF1_2_PDRP78 | 0.99 | 0.99 | 0.99 | 0.99 | 0.99 | 0.99 | 0.99 | 0.99 | 0.99 | 0.99 | 0.99 | 0.99 | Y | North | FC
PGF1_2_PDRP79 | CAISO System | PGF1_2_PDRP79 | 0.99 | 0.99 | 0.99 | 0.99 | 0.99 | 0.99 | 0.99 | 0.99 | 0.99 | 0.99 | 0.99 | 0.99 | Y | North | FC
PGF1_2_PDRP80 | CAISO System |  | JUN: 0.99; JUL: 0.99; AUG: 0.99; SEP: 0.99; OCT: 0.99; NOV: 0.99; DEC: 0.99 | Y | North | FC
PGF1_2_PDRP81 | CAISO System |  | JUN: 0.99; JUL: 0.99; AUG: 0.99; SEP: 0.99; OCT: 0.99; NOV: 0.99; DEC: 0.99 | Y | North | FC
PGF1_2_PDRP82 | CAISO System |  | JUN: 0.99; JUL: 0.99; AUG: 0.99; SEP: 0.99; OCT: 0.99; NOV: 0.99; DEC: 0.99 | Y | North | FC
PGF1_2_PDRP83 | CAISO System |  | JUN: 0.99; JUL: 0.99; AUG: 0.99; SEP: 0.99; OCT: 0.99; NOV: 0.99; DEC: 0.99 | Y | North | FC
PGF1_2_PDRP84 | CAISO System |  | JUN: 0.99; JUL: 0.99; AUG: 0.99; SEP: 0.99; OCT: 0.99; NOV: 0.99; DEC: 0.99 | Y | North | FC
PGF1_2_PDRP85 | CAISO System |  | JUN: 0.99; JUL: 0.99; AUG: 0.99; SEP: 0.99; OCT: 0.99; NOV: 0.99; DEC: 0.99 | Y | North | FC
PGF1_2_PDRP86 | CAISO System |  | JUN: 0.99; JUL: 0.99; AUG: 0.99; SEP: 0.99; OCT: 0.99; NOV: 0.99; DEC: 0.99 | Y | North | FC
PGF1_2_PDRP87 | CAISO System |  | JUN: 0.99; JUL: 0.99; AUG: 0.99; SEP: 0.99; OCT: 0.99; NOV: 0.99; DEC: 0.99 | Y | North | FC
PGF1_2_PDRP88 | CAISO System | PGF1_2_PDRP88 | 0.99 | 0.99 | 0.99 | 0.99 | 0.99 | 0.99 | 0.99 | 0.99 | 0.99 | 0.99 | 0.99 | 0.99 | Y | North | FC
PGF1_2_PDRP89 | CAISO System |  | JUN: 0.99; JUL: 0.99; AUG: 0.99; SEP: 0.99; OCT: 0.99; NOV: 0.99; DEC: 0.99 | Y | North | FC
PGF1_2_PDRP92 | CAISO System |  | JUN: 3; JUL: 3; AUG: 3; SEP: 5.5; OCT: 4.95; NOV: 4.95; DEC: 4.95 | Y | North | FC
PGF1_2_PDRP93 | CAISO System |  | JUL: 0.99; AUG: 0.99; SEP: 0.99; OCT: 0.99; NOV: 0.99; DEC: 0.99 | Y | North | FC
PGF1_2_PDRP94 | CAISO System |  | JUL: 0.99; AUG: 0.99; SEP: 0.99; OCT: 0.99; NOV: 0.99; DEC: 0.99 | Y | North | FC
PGF1_2_PDRP95 | CAISO System |  | JUL: 0.99; AUG: 0.99; SEP: 0.99; OCT: 0.99; NOV: 0.99; DEC: 0.99 | Y | North | FC
PGF1_2_PDRP96 | CAISO System |  | JUL: 0.99; AUG: 0.99; SEP: 0.99; OCT: 0.99; NOV: 0.99; DEC: 0.99 | Y | North | FC
PGF1_2_PDRP97 | CAISO System |  | JUL: 0.99; AUG: 0.99; SEP: 0.99; OCT: 0.99; NOV: 0.99; DEC: 0.99 | Y | North | FC
PGF1_2_PDRP98 | CAISO System |  | JUL: 0.99; AUG: 0.99; SEP: 0.99; OCT: 0.99; NOV: 0.99; DEC: 0.99 | Y | North | FC
PGF1_2_PDRP99 | CAISO System |  | JUN: 5.35; JUL: 5.35; AUG: 5.35; SEP: 5.35; OCT: 5.35; NOV: 5.35; DEC: 5.35 | Y | North | FC
PGF1_2_RDRR05 | CAISO System | RDRR-D PGF1 SEES | 0.9 | 0.9 | 0.9 | 0.9 | 0.9 | 0.9 | 0.9 | 0.9 | 0.9 | 0.9 | 0.9 | 0.9 | Y | North | FC
PGF1_2_RDRR06 | CAISO System | RDRR-D PGF1 EDF | 1.9 | 2 | 2 | 2 | 2 | 2 | 2 | 2 | 2 | 2 | 2 | 2 | Y | North | FC
PGF1_2_RDRR07 | CAISO System | RDRR-D PGF1 | 0.99 | 0.99 | 0.99 | 0.99 | 0.99 | 0.99 | 0.99 | 0.99 | 0.99 | 0.99 | 0.99 | 0.99 | Y | North | FC
PGFG_1_PDRP05 | CAISO System | PGFG_1_PDRP05 | 0.27 | 0.26 | 0.27 | 0.29 | 0.25 | 0.53 | 0.52 | 0.5 | 0.43 | 0.26 | 0.27 | 0.26 | Y | North | FC
PGFG_1_PDRP13 | CAISO System | PGFG_1_PDRP13 | 0.99 | 0.99 | 0.99 | 0.99 | 0.99 | 0.99 | 0.99 | 0.99 | 0.99 | 0.99 | 0.99 | 0.99 | Y | North | FC
PGFG_1_PDRP14 | CAISO System | PGFG_1_PDRP14 | 0.99 | 0.99 | 0.99 | 0.99 | 0.99 | 0.99 | 0.99 | 0.99 | 0.99 | 0.99 | 0.99 | 0.99 | Y | North | FC
PGFG_1_PDRP15 | CAISO System | PGFG_1_PDRP15 | 0.99 | 0.99 | 0.99 | 0.99 | 0.99 | 0.99 | 0.99 | 0.99 | 0.99 | 0.99 | 0.99 | 0.99 | Y | North | FC
PGFG_1_PDRP17 | CAISO System | PGFG_1_PDRP17 | 0.99 | 0.99 | 0.99 | 0.99 | 0.99 | 0.99 | 0.99 | 0.99 | 0.99 | 0.99 | 0.99 | 0.99 | Y | North | FC
PGFG_1_PDRP19 | CAISO System | PGFG_1_PDRP19 | 9.99 | 9.99 | 9.99 | 9.99 | 9.99 | 9.99 | 9.99 | 9.99 | 9.99 | 9.99 | 9.99 | 9.99 | Y | North | FC
PGFG_1_PDRP20 | CAISO System | PGFG_1_PDRP20 | 0.99 | 0.99 | 0.99 | 0.99 | 0.99 | 0.99 | 0.99 | 0.99 | 0.99 | 0.99 | 0.99 | 0.99 | Y | North | FC
PGFG_1_PDRP21 | CAISO System |  | JUL: 0.99; AUG: 0.99; SEP: 0.99; OCT: 0.99; NOV: 0.99; DEC: 0.99 | Y | North | FC
PGFG_1_PDRP25 | CAISO System | PGFG_1_PDRP25 | 0.99 | 0.99 | 0.99 | 0.99 | 0.99 | 0.99 | 0.99 | 0.99 | 0.99 | 0.99 | 0.99 | 0.99 | Y | North | FC
PGFG_1_PDRP30 | CAISO System |  | JUN: 4; JUL: 4; AUG: 4; SEP: 4; OCT: 4; NOV: 4; DEC: 4 | Y | North | FC
PGFG_1_PDRP31 | CAISO System |  | JUN: 0.99; JUL: 0.99; AUG: 0.99; SEP: 0.99; OCT: 0.99; NOV: 0.99; DEC: 0.99 | Y | North | FC
PGFG_1_PDRP32 | CAISO System |  | JUN: 0.99; JUL: 0.99; AUG: 0.99; SEP: 0.99; OCT: 0.99; NOV: 0.99; DEC: 0.99 | Y | North | FC
PGFG_1_PDRP33 | CAISO System |  | JUN: 0.99; JUL: 0.99; AUG: 0.99; SEP: 0.99; OCT: 0.99; NOV: 0.99; DEC: 0.99 | Y | North | FC
PGFG_1_PDRP34 | CAISO System |  | JUN: 0.99; JUL: 0.99; AUG: 0.99; SEP: 0.99; OCT: 0.99; NOV: 0.99; DEC: 0.99 | Y | North | FC
PGFG_1_RDRR03 | CAISO System | RDRR-D PGFG SOMA | 0.5 | 0.5 | 0.5 | 0.5 | 0.5 | 0.5 | 0.5 | 0.5 | 0.5 | 0.5 | 0.5 | 0.5 | Y | North | FC
PGHB_6_PDRP02 | CAISO System | PGHB_6_PDRP02 | 0.19 | 0.19 | 0.19 | 0.17 | 0.2 | 0.21 | 0.14 | 0.14 | 0.18 | 0.21 | 0.2 | 0.19 | Y | North | FC
PGHB_6_PDRP04 | CAISO System | PGHB_6_PDRP04 | 0.5 | 0.5 | 0.5 | 0.5 | 0.5 | 0.5 | 0.5 | 0.5 | 0.5 | 0.5 | 0.5 | 0.5 | Y | North | FC
PGHB_6_PDRP05 | CAISO System | PGHB_6_PDRP05 | 0.99 | 0.99 | 0.99 | 0.99 | 0.99 | 0.99 | 0.99 | 0.99 | 0.99 | 0.99 | 0.99 | 0.99 | Y | North | FC
PGHB_6_PDRP06 | CAISO System | PGHB_6_PDRP06 | 0.99 | 0.99 | 0.99 | 0.99 | 0.99 | 0.99 | 0.99 | 0.99 | 0.99 | 0.99 | 0.99 | 0.99 | Y | North | FC
PGHB_6_PDRP07 | CAISO System | PGHB_6_PDRP07 | 0.99 | 0.99 | 0.99 | 0.99 | 0.99 | 0.99 | 0.99 | 0.99 | 0.99 | 0.99 | 0.99 | 0.99 | Y | North | FC
PGHB_6_PDRP10 | CAISO System | PGHB_6_PDRP10 | 0.99 | 0.99 | 0.99 | 0.99 | 0.99 | 0.99 | 0.99 | 0.99 | 0.99 | 0.99 | 0.99 | 0.99 | Y | North | FC
PGHB_6_PDRP11 | CAISO System |  | JUN: 9.99; JUL: 9.99; AUG: 9.99; SEP: 9.99; OCT: 9.99; NOV: 9.99; DEC: 9.99 | Y | North | FC
PGHB_6_PDRP12 | CAISO System |  | JUN: 9.99; JUL: 9.99; AUG: 9.99; SEP: 9.99; OCT: 9.99; NOV: 9.99; DEC: 9.99 | Y | North | FC
PGKN_2_PDRP02 | CAISO System | PGKN_2_PDRP02 | 0.16 | 0.16 | 0.24 | 0.48 | 0.79 | 1.35 | 1.51 | 1.59 | 1.27 | 0.95 | 0.4 | 0.32 | Y | North | FC
PGKN_2_PDRP06 | CAISO System | PGKN_2_PDRP06 | 0.99 | 0.99 | 0.99 | 0.99 | 0.99 | 0.99 | 0.99 | 0.99 | 0.99 | 0.99 | 0.99 | 0.99 | Y | North | FC
PGKN_2_PDRP07 | CAISO System | PGKN_2_PDRP07 | 0.99 | 0.99 | 0.99 | 0.99 | 0.99 | 0.99 | 0.99 | 0.99 | 0.99 | 0.99 | 0.99 | 0.99 | Y | North | FC
PGKN_2_PDRP08 | CAISO System | PGKN_2_PDRP08 | 0.99 | 0.99 | 0.99 | 0.99 | 0.99 | 0.99 | 0.99 | 0.99 | 0.99 | 0.99 | 0.99 | 0.99 | Y | North | FC
PGKN_2_PDRP09 | CAISO System | PGKN_2_PDRP09 | 0.99 | 0.99 | 0.99 | 0.99 | 0.99 | 0.99 | 0.99 | 0.99 | 0.99 | 0.99 | 0.99 | 0.99 | Y | North | FC
PGKN_2_PDRP12 | CAISO System | PGKN_2_PDRP12 | 0.28 | 0.32 | 0.28 | 0.57 | 0.7 | 1.1 | 1.14 | 1.02 | 0.75 | 0.44 | 0.13 | 0.14 | Y | North | FC
PGKN_2_PDRP13 | CAISO System | PGKN_2_PDRP13 | 2 | 2 | 2 | 2 | 2 | 2 | 2 | 2 | 2 | 2 | 2 | 2 | Y | North | FC
PGKN_2_PDRP14 | CAISO System | PGKN_2_PDRP14 | 2 | 2 | 2 | 2 | 2 | 2 | 2 | 2 | 2 | 2 | 2 | 2 | Y | North | FC
PGKN_2_PDRP15 | CAISO System | PGKN_2_PDRP15 | 2 | 2 | 2 | 2 | 2 | 2 | 2 | 2 | 2 | 2 | 2 | 2 | Y | North | FC
PGKN_2_PDRP16 | CAISO System | PGKN_2_PDRP16 | 2 | 2 | 2 | 2 | 2 | 2 | 2 | 2 | 2 | 2 | 2 | 2 | Y | North | FC
PGKN_2_PDRP17 | CAISO System | PGKN_2_PDRP17 | 2 | 2 | 2 | 2 | 2 | 2 | 2 | 2 | 2 | 2 | 2 | 2 | Y | North | FC
PGKN_2_PDRP18 | CAISO System | PGKN_2_PDRP18 | 2 | 2 | 2 | 2 | 2 | 2 | 2 | 2 | 2 | 2 | 2 | 2 | Y | North | FC
PGKN_2_PDRP19 | CAISO System | PGKN_2_PDRP19 | 2 | 2 | 2 | 2 | 2 | 2 | 2 | 2 | 2 | 2 | 2 | 2 | Y | North | FC
PGKN_2_PDRP20 | CAISO System | PGKN_2_PDRP20 | 2 | 2 | 2 | 2 | 2 | 2 | 2 | 2 | 2 | 2 | 2 | 2 | Y | North | FC
PGKN_2_PDRP21 | CAISO System | PGKN_2_PDRP21 | 2 | 2 | 2 | 2 | 2 | 2 | 2 | 2 | 2 | 2 | 2 | 2 | Y | North | FC
PGKN_2_PDRP22 | CAISO System | PGKN_2_PDRP22 | 2 | 2 | 2 | 2 | 2 | 2 | 2 | 2 | 2 | 2 | 2 | 2 | Y | North | FC
PGKN_2_PDRP23 | CAISO System | PDR-D PGKN | 2 | 2 | 2 | 2 | 2 | 2 | 2 | 2 | 2 | 2 | 2 | 2 | Y | North | FC
PGKN_2_PDRP24 | CAISO System | PGKN_2_PDRP24 | 9.99 | 9.99 | 9.99 | 9.99 | 9.99 | 9.99 | 9.99 | 9.99 | 9.99 | 9.99 | 9.99 | 9.99 | Y | North | FC
PGKN_2_PDRP25 | CAISO System | PGKN_2_PDRP25 | 0.99 | 0.99 | 0.99 | 0.99 | 0.99 | 0.99 | 0.99 | 0.99 | 0.99 | 0.99 | 0.99 | 0.99 | Y | North | FC
PGKN_2_PDRP31 | CAISO System |  | JUN: 3; JUL: 3; AUG: 3; SEP: 3; OCT: 3; NOV: 3; DEC: 3 | Y | North | FC
PGKN_2_PDRP32 | CAISO System |  | JUN: 0.15; JUL: 0.15; AUG: 0.15; SEP: 0.95; OCT: 0.86; NOV: 0.86; DEC: 0.86 | Y | North | FC
PGKN_2_PDRP40 | CAISO System |  | JUN: 0.99; JUL: 0.99; AUG: 0.99; SEP: 0.99; OCT: 0.99; NOV: 0.99; DEC: 0.99 | Y | North | FC
PGKN_2_PDRP41 | CAISO System |  | JUN: 0.99; JUL: 0.99; AUG: 0.99; SEP: 0.99; OCT: 0.99; NOV: 0.99; DEC: 0.99 | Y | North | FC
PGKN_2_PDRP42 | CAISO System |  | JUN: 0.99; JUL: 0.99; AUG: 0.99; SEP: 0.99; OCT: 0.99; NOV: 0.99; DEC: 0.99 | Y | North | FC
PGKN_2_PDRP43 | CAISO System |  | JUN: 0.99; JUL: 0.99; AUG: 0.99; SEP: 0.99; OCT: 0.99; NOV: 0.99; DEC: 0.99 | Y | North | FC
PGKN_2_PDRP44 | CAISO System |  | JUN: 0.99; JUL: 0.99; AUG: 0.99; SEP: 0.99; OCT: 0.99; NOV: 0.99; DEC: 0.99 | Y | North | FC
PGKN_2_RDRR03 | CAISO System | RDRR-D PGKN | 0.99 | 0.99 | 0.99 | 0.99 | 0.99 | 0.99 | 0.99 | 0.99 | 0.99 | 0.99 | 0.99 | 0.99 | Y | North | FC
PGNB_2_PDRP02 | CAISO System | PGNB_2_PDRP02 | 0.29 | 0.28 | 0.29 | 0.29 | 0.27 | 0.42 | 0.4 | 0.39 | 0.36 | 0.26 | 0.27 | 0.26 | Y | North | FC
PGNB_2_PDRP03 | CAISO System | PGNB_2_PDRP03 | 3 | 3 | 3 | 3 | 3 | 3 | 3 | 3 | 3 | 3 | 3 | 3 | Y | North | FC
PGNB_2_PDRP04 | CAISO System | PDR-E PGNB | 0.99 | 0.99 | 0.99 | 0.99 | 0.99 | 0.99 | 0.99 | 0.99 | 0.99 | 0.99 | 0.99 | 0.99 | Y | North | FC
PGNB_2_PDRP05 | CAISO System | Tesla Napa | 0.2 | 0.2 | 0.2 | 0.2 | 0.2 | 0.2 | 0.2 | 0.2 | 0.2 | 0.2 | 0.2 | 0.2 | Y | North | FC
PGNB_2_PDRP12 | CAISO System | PGNB_2_PDRP12 | 0.99 | 0.99 | 0.99 | 0.99 | 0.99 | 0.99 | 0.99 | 0.99 | 0.99 | 0.99 | 0.99 | 0.99 | Y | North | FC
PGNB_2_PDRP15 | CAISO System | PGNB_2_PDRP15 | 0.99 | 0.99 | 0.99 | 0.99 | 0.99 | 0.99 | 0.99 | 0.99 | 0.99 | 0.99 | 0.99 | 0.99 | Y | North | FC
PGNB_2_PDRP16 | CAISO System | PGNB_2_PDRP16 | 0.99 | 0.99 | 0.99 | 0.99 | 0.99 | 0.99 | 0.99 | 0.99 | 0.99 | 0.99 | 0.99 | 0.99 | Y | North | FC
PGNB_2_PDRP17 | CAISO System | PGNB_2_PDRP17 | 0.99 | 0.99 | 0.99 | 0.99 | 0.99 | 0.99 | 0.99 | 0.99 | 0.99 | 0.99 | 0.99 | 0.99 | Y | North | FC
PGNB_2_PDRP19 | CAISO System | PGNB_2_PDRP19 | 9.99 | 9.99 | 9.99 | 9.99 | 9.99 | 9.99 | 9.99 | 9.99 | 9.99 | 9.99 | 9.99 | 9.99 | Y | North | FC
PGNB_2_PDRP20 | CAISO System | PGNB_2_PDRP20 | 0.99 | 0.99 | 0.99 | 0.99 | 0.99 | 0.99 | 0.99 | 0.99 | 0.99 | 0.99 | 0.99 | 0.99 | Y | North | FC
PGNB_2_PDRP21 | CAISO System | PGNB_2_PDRP21 | 0.99 | 0.99 | 0.99 | 0.99 | 0.99 | 0.99 | 0.99 | 0.99 | 0.99 | 0.99 | 0.99 | 0.99 | Y | North | FC
PGNB_2_PDRP23 | CAISO System |  | JUN: 1.8; JUL: 1.8; AUG: 1.8; SEP: 1.8; OCT: 1.8; NOV: 1.8; DEC: 1.8 | Y | North | FC
PGNB_2_PDRP24 | CAISO System |  | JUN: 3.33; JUL: 3.33; AUG: 3.33; SEP: 3.33; OCT: 3.33; NOV: 3.33; DEC: 3.33 | Y | North | FC
PGNB_2_PDRP25 | CAISO System | PGNB_2_PDRP25 | 0.99 | 0.99 | 0.99 | 0.99 | 0.99 | 0.99 | 0.99 | 0.99 | 0.99 | 0.99 | 0.99 | 0.99 | Y | North | FC
PGNB_2_PDRP27 | CAISO System | PGNB_2_PDRP27 | 0.99 | 0.99 | 0.99 | 0.99 | 0.99 | 0.99 | 0.99 | 0.99 | 0.99 | 0.99 | 0.99 | 0.99 | Y | North | FC
PGNB_2_PDRP30 | CAISO System |  | JUN: 0.99; JUL: 0.99; AUG: 0.99; SEP: 0.99; OCT: 0.99; NOV: 0.99; DEC: 0.99 | Y | North | FC
PGNB_2_PDRP31 | CAISO System |  | JUN: 0.99; JUL: 0.99; AUG: 0.99; SEP: 0.99; OCT: 0.99; NOV: 0.99; DEC: 0.99 | Y | North | FC
PGNB_2_PDRP32 | CAISO System |  | JUN: 0.99; JUL: 0.99; AUG: 0.99; SEP: 0.99; OCT: 0.99; NOV: 0.99; DEC: 0.99 | Y | North | FC
PGNB_2_PDRP33 | CAISO System |  | JUN: 0.99; JUL: 0.99; AUG: 0.99; SEP: 0.99; OCT: 0.99; NOV: 0.99; DEC: 0.99 | Y | North | FC
PGNB_2_RDRR03 | CAISO System | RDRR-D PGNB | 1.1 | 1.1 | 1.1 | 1.1 | 1.1 | 1.1 | 1.1 | 1.1 | 1.1 | 1.1 | 1.1 | 1.1 | Y | North | FC
PGNC_1_PDRP01 | CAISO System | PGNC_1_PDRP01 | 0.27 | 0.28 | 0.3 | 0.31 | 0.28 | 0.47 | 0.55 | 0.55 | 0.43 | 0.29 | 0.37 | 0.36 | Y | North | FC
PGNC_1_PDRP04 | CAISO System | PGNC_1_PDRP04 | 0.99 | 0.99 | 0.99 | 0.99 | 0.99 | 0.99 | 0.99 | 0.99 | 0.99 | 0.99 | 0.99 | 0.99 | Y | North | FC
PGNC_1_PDRP05 | CAISO System | PGNC_1_PDRP05 | 0.99 | 0.99 | 0.99 | 0.99 | 0.99 | 0.99 | 0.99 | 0.99 | 0.99 | 0.99 | 0.99 | 0.99 | Y | North | FC
PGNC_1_PDRP06 | CAISO System | PGNC_1_PDRP06 | 0.99 | 0.99 | 0.99 | 0.99 | 0.99 | 0.99 | 0.99 | 0.99 | 0.99 | 0.99 | 0.99 | 0.99 | Y | North | FC
PGNC_1_PDRP07 | CAISO System | PGNC_1_PDRP07 | 0.99 | 0.99 | 0.99 | 0.99 | 0.99 | 0.99 | 0.99 | 0.99 | 0.99 | 0.99 | 0.99 | 0.99 | Y | North | FC
PGNC_1_PDRP08 | CAISO System |  | JUN: 0.8; JUL: 0.8; AUG: 0.8; SEP: 0.8; OCT: 0.8; NOV: 0.8; DEC: 0.8 | Y | North | FC
PGNC_1_PDRP09 | CAISO System | PGNC_1_PDRP09 | 0.99 | 0.99 | 0.99 | 0.99 | 0.99 | 0.99 | 0.99 | 0.99 | 0.99 | 0.99 | 0.99 | 0.99 | Y | North | FC
PGNC_1_PDRP17 | CAISO System |  | JUN: 0.99; JUL: 0.99; AUG: 0.99; SEP: 0.99; OCT: 0.99; NOV: 0.99; DEC: 0.99 | Y | North | FC
PGNC_1_PDRP18 | CAISO System |  | JUN: 0.99; JUL: 0.99; AUG: 0.99; SEP: 0.99; OCT: 0.99; NOV: 0.99; DEC: 0.99 | Y | North | FC
PGNC_1_PDRP19 | CAISO System |  | JUN: 0.99; JUL: 0.99; AUG: 0.99; SEP: 0.99; OCT: 0.99; NOV: 0.99; DEC: 0.99 | Y | North | FC
PGNC_1_PDRP20 | CAISO System |  | JUN: 0.99; JUL: 0.99; AUG: 0.99; SEP: 0.99; OCT: 0.99; NOV: 0.99; DEC: 0.99 | Y | North | FC
PGNC_1_PDRP21 | CAISO System |  | JUN: 0.99; JUL: 0.99; AUG: 0.99; SEP: 0.99; OCT: 0.99; NOV: 0.99; DEC: 0.99 | Y | North | FC
PGNP_2_PDRP01 | CAISO System | PGNP_2_PDRP01 | 0.4 | 0.4 | 0.4 | 0.4 | 0.4 | 0.4 | 0.4 | 0.4 | 0.4 | 0.4 | 0.4 | 0.4 | Y | North | FC
PGNP_2_PDRP02 | CAISO System | PGNP_2_PDRP02 | 0.83 | 0.84 | 0.89 | 1.07 | 1.44 | 2.33 | 2.62 | 2.57 | 1.98 | 1.36 | 1 | 0.98 | Y | North | FC
PGNP_2_PDRP03 | CAISO System |  | 0.17 | 0.17 | 0.17 | 0.17 | 0.17 | 0.17 | 0.17 | 0.17 | 0.17 | 0.17 | 0.17 | 0.17 | Y | North | FC
PGNP_2_PDRP08 | CAISO System | PGNP_2_PDRP08 | 0.21 | 0.21 | 0.22 | 0.27 | 0.36 | 0.58 | 0.65 | 0.64 | 0.49 | 0.34 | 0.25 | 0.24 | Y | North | FC
PGNP_2_PDRP09 | CAISO System | PGNP_2_PDRP09 | 0.99 | 0.99 | 0.99 | 0.99 | 0.99 | 0.99 | 0.99 | 0.99 | 0.99 | 0.99 | 0.99 | 0.99 | Y | North | FC
PGNP_2_PDRP10 | CAISO System | PGNP_2_PDRP10 | 0.99 | 0.99 | 0.99 | 0.99 | 0.99 | 0.99 | 0.99 | 0.99 | 0.99 | 0.99 | 0.99 | 0.99 | Y | North | FC
PGNP_2_PDRP11 | CAISO System | PGNP_2_PDRP11 | 0.99 | 0.99 | 0.99 | 0.99 | 0.99 | 0.99 | 0.99 | 0.99 | 0.99 | 0.99 | 0.99 | 0.99 | Y | North | FC
PGNP_2_PDRP16 | CAISO System | PGNP_2_PDRP16 | 0.99 | 0.99 | 0.99 | 0.99 | 0.99 | 0.99 | 0.99 | 0.99 | 0.99 | 0.99 | 0.99 | 0.99 | Y | North | FC
PGNP_2_PDRP17 | CAISO System | PGNP_2_PDRP17 | 0.99 | 0.99 | 0.99 | 0.99 | 0.99 | 0.99 | 0.99 | 0.99 | 0.99 | 0.99 | 0.99 | 0.99 | Y | North | FC
PGNP_2_PDRP18 | CAISO System | PGNP_2_PDRP18 | 0.99 | 0.99 | 0.99 | 0.99 | 0.99 | 0.99 | 0.99 | 0.99 | 0.99 | 0.99 | 0.99 | 0.99 | Y | North | FC
PGNP_2_PDRP19 | CAISO System | PGNP_2_PDRP19 | 0.99 | 0.99 | 0.99 | 0.99 | 0.99 | 0.99 | 0.99 | 0.99 | 0.99 | 0.99 | 0.99 | 0.99 | Y | North | FC
PGNP_2_PDRP20 | CAISO System | PGNP_2_PDRP20 | 0.99 | 0.99 | 0.99 | 0.99 | 0.99 | 0.99 | 0.99 | 0.99 | 0.99 | 0.99 | 0.99 | 0.99 | Y | North | FC
PGNP_2_PDRP21 | CAISO System | PGNP_2_PDRP21 | 0.99 | 0.99 | 0.99 | 0.99 | 0.99 | 0.99 | 0.99 | 0.99 | 0.99 | 0.99 | 0.99 | 0.99 | Y | North | FC
PGNP_2_PDRP22 | CAISO System | PGNP_2_PDRP22 | 0.99 | 0.99 | 0.99 | 0.99 | 0.99 | 0.99 | 0.99 | 0.99 | 0.99 | 0.99 | 0.99 | 0.99 | Y | North | FC
PGNP_2_PDRP23 | CAISO System | PGNP_2_PDRP23 | 0.99 | 0.99 | 0.99 | 0.99 | 0.99 | 0.99 | 0.99 | 0.99 | 0.99 | 0.99 | 0.99 | 0.99 | Y | North | FC
PGNP_2_PDRP24 | CAISO System | PGNP_2_PDRP24 | 0.99 | 0.99 | 0.99 | 0.99 | 0.99 | 0.99 | 0.99 | 0.99 | 0.99 | 0.99 | 0.99 | 0.99 | Y | North | FC
PGNP_2_PDRP25 | CAISO System | PGNP_2_PDRP25 | 0.99 | 0.99 | 0.99 | 0.99 | 0.99 | 0.99 | 0.99 | 0.99 | 0.99 | 0.99 | 0.99 | 0.99 | Y | North | FC
PGNP_2_PDRP26 | CAISO System | PGNP_2_PDRP26 | 0.99 | 0.99 | 0.99 | 0.99 | 0.99 | 0.99 | 0.99 | 0.99 | 0.99 | 0.99 | 0.99 | 0.99 | Y | North | FC
PGNP_2_PDRP27 | CAISO System | PGNP_2_PDRP27 | 0.99 | 0.99 | 0.99 | 0.99 | 0.99 | 0.99 | 0.99 | 0.99 | 0.99 | 0.99 | 0.99 | 0.99 | Y | North | FC
PGNP_2_PDRP28 | CAISO System | PGNP_2_PDRP28 | 0.99 | 0.99 | 0.99 | 0.99 | 0.99 | 0.99 | 0.99 | 0.99 | 0.99 | 0.99 | 0.99 | 0.99 | Y | North | FC
PGNP_2_PDRP29 | CAISO System | PGNP_2_PDRP29 | 0.99 | 0.99 | 0.99 | 0.99 | 0.99 | 0.99 | 0.99 | 0.99 | 0.99 | 0.99 | 0.99 | 0.99 | Y | North | FC
PGNP_2_PDRP30 | CAISO System | PGNP_2_PDRP30 | 0.99 | 0.99 | 0.99 | 0.99 | 0.99 | 0.99 | 0.99 | 0.99 | 0.99 | 0.99 | 0.99 | 0.99 | Y | North | FC
PGNP_2_PDRP31 | CAISO System | PGNP_2_PDRP31 | 0.99 | 0.99 | 0.99 | 0.99 | 0.99 | 0.99 | 0.99 | 0.99 | 0.99 | 0.99 | 0.99 | 0.99 | Y | North | FC
PGNP_2_PDRP34 | CAISO System | PGNP_2_PDRP34 | 0.99 | 0.99 | 0.99 | 0.99 | 0.99 | 0.99 | 0.99 | 0.99 | 0.99 | 0.99 | 0.99 | 0.99 | Y | North | FC
PGNP_2_PDRP35 | CAISO System |  | JUN: 3.45; JUL: 3.45; AUG: 3.45; SEP: 3.45; OCT: 3.45; NOV: 3.45; DEC: 3.45 | Y | North | FC
PGNP_2_PDRP38 | CAISO System |  | JUN: 9.95; JUL: 9.95; AUG: 9.95; SEP: 9.95; OCT: 8.96; NOV: 8.96; DEC: 8.96 | Y | North | FC
PGNP_2_PDRP39 | CAISO System |  | JUN: 0.5; JUL: 0.5; AUG: 0.5; SEP: 0.95; OCT: 0.86; NOV: 0.86; DEC: 0.86 | Y | North | FC
PGNP_2_PDRP40 | CAISO System |  | JUN: 0.99; JUL: 0.99; AUG: 0.99; SEP: 0.99; OCT: 0.99; NOV: 0.99; DEC: 0.99 | Y | North | FC
PGNP_2_PDRP41 | CAISO System |  | JUN: 0.99; JUL: 0.99; AUG: 0.99; SEP: 0.99; OCT: 0.99; NOV: 0.99; DEC: 0.99 | Y | North | FC
PGNP_2_PDRP42 | CAISO System |  | JUN: 0.99; JUL: 0.99; AUG: 0.99; SEP: 0.99; OCT: 0.99; NOV: 0.99; DEC: 0.99 | Y | North | FC
PGNP_2_PDRP43 | CAISO System |  | JUN: 9.99; JUL: 9.99; AUG: 9.99; SEP: 9.99; OCT: 9.99; NOV: 9.99; DEC: 9.99 | Y | North | FC
PGNP_2_PDRP44 | CAISO System |  | JUL: 0.99; AUG: 0.99; SEP: 0.99; OCT: 0.99; NOV: 0.99; DEC: 0.99 | Y | North | FC
PGNP_2_PDRP45 | CAISO System |  | JUL: 0.99; AUG: 0.99; SEP: 0.99; OCT: 0.99; NOV: 0.99; DEC: 0.99 | Y | North | FC
PGNP_2_PDRP50 | CAISO System |  | JUL: 0.99; AUG: 0.99; SEP: 0.99; OCT: 0.99; NOV: 0.99; DEC: 0.99 | Y | North | FC
PGNP_2_RDRR01 | CAISO System | RDRR-D PGNP | 0.99 | 0.99 | 0.99 | 0.99 | 0.99 | 0.99 | 0.99 | 0.99 | 0.99 | 0.99 | 0.99 | 0.99 | Y | North | FC
PGNP_2_RDRR09 | CAISO System | RDRR-D PGNP-2 | 10 | 10 | 10 | 10 | 10 | 10 | 10 | 10 | 10 | 10 | 10 | 10 | Y | North | FC
PGP2_2_PDRP05 | CAISO System | PGP2_2_PDRP05 | 0.49 | 0.47 | 0.48 | 0.52 | 0.42 | 0.74 | 0.79 | 0.77 | 0.64 | 0.43 | 0.44 | 0.43 | Y | North | FC
PGP2_2_PDRP07 | CAISO System | PGP2_2_PDRP07 | [12 empty] | Y | North | FC | bar: JAN to DEC
PGP2_2_PDRP08 | CAISO System | PGP2_2_PDRP08 | [12 empty] | Y | North | FC | bar: JAN to DEC
PGP2_2_PDRP17 | CAISO System | PGP2_2_PDRP17 | 0.5 | 0.5 | 0.5 | 0.5 | 0.5 | 0.5 | 0.5 | 0.5 | 0.5 | 0.5 | 0.5 | 0.5 | Y | North | FC
PGP2_2_PDRP22 | CAISO System | PGP2_2_PDRP22 | 0.99 | 0.99 | 0.99 | 0.99 | 0.99 | 0.99 | 0.99 | 0.99 | 0.99 | 0.99 | 0.99 | 0.99 | Y | North | FC
PGP2_2_PDRP23 | CAISO System | PGP2_2_PDRP23 | 0.99 | 0.99 | 0.99 | 0.99 | 0.99 | 0.99 | 0.99 | 0.99 | 0.99 | 0.99 | 0.99 | 0.99 | Y | North | FC
PGP2_2_PDRP24 | CAISO System | PGP2_2_PDRP24 | 0.99 | 0.99 | 0.99 | 0.99 | 0.99 | 0.99 | 0.99 | 0.99 | 0.99 | 0.99 | 0.99 | 0.99 | Y | North | FC
PGP2_2_PDRP25 | CAISO System | PGP2_2_PDRP25 | 0.99 | 0.99 | 0.99 | 0.99 | 0.99 | 0.99 | 0.99 | 0.99 | 0.99 | 0.99 | 0.99 | 0.99 | Y | North | FC
PGP2_2_PDRP26 | CAISO System | PGP2_2_PDRP26 | 0.99 | 0.99 | 0.99 | 0.99 | 0.99 | 0.99 | 0.99 | 0.99 | 0.99 | 0.99 | 0.99 | 0.99 | Y | North | FC
PGP2_2_PDRP28 | CAISO System | PGP2_2_PDRP28 | 0.99 | 0.99 | 0.99 | 0.99 | 0.99 | 0.99 | 0.99 | 0.99 | 0.99 | 0.99 | 0.99 | 0.99 | Y | North | FC
PGP2_2_PDRP29 | CAISO System | PGP2_2_PDRP29 | 0.99 | 0.99 | 0.99 | 0.99 | 0.99 | 0.99 | 0.99 | 0.99 | 0.99 | 0.99 | 0.99 | 0.99 | Y | North | FC
PGP2_2_PDRP30 | CAISO System | PGP2_2_PDRP30 | 0.99 | 0.99 | 0.99 | 0.99 | 0.99 | 0.99 | 0.99 | 0.99 | 0.99 | 0.99 | 0.99 | 0.99 | Y | North | FC
PGP2_2_PDRP32 | CAISO System | PGP2_2_PDRP32 | 0.99 | 0.99 | 0.99 | 0.99 | 0.99 | 0.99 | 0.99 | 0.99 | 0.99 | 0.99 | 0.99 | 0.99 | Y | North | FC
PGP2_2_PDRP33 | CAISO System | PGP2_2_PDRP33 | 0.99 | 0.99 | 0.99 | 0.99 | 0.99 | 0.99 | 0.99 | 0.99 | 0.99 | 0.99 | 0.99 | 0.99 | Y | North | FC
PGP2_2_PDRP35 | CAISO System | PGP2_2_PDRP35 | 0.99 | 0.99 | 0.99 | 0.99 | 0.99 | 9.99 | 9.99 | 9.99 | 9.99 | 9.99 | 9.99 | 9.99 | Y | North | FC
PGP2_2_PDRP36 | CAISO System | PGP2_2_PDRP36 | 9.99 | 9.99 | 9.99 | 9.99 | 9.99 | 9.99 | 9.99 | 9.99 | 9.99 | 9.99 | 9.99 | 9.99 | Y | North | FC
PGP2_2_PDRP37 | CAISO System | PGP2_2_PDRP37 | 9.99 | 9.99 | 9.99 | 9.99 | 9.99 | 9.99 | 9.99 | 9.99 | 9.99 | 9.99 | 9.99 | 9.99 | Y | North | FC
PGP2_2_PDRP38 | CAISO System | PGP2_2_PDRP38 | 0.99 | 0.99 | 0.99 | 0.99 | 0.99 | 0.99 | 0.99 | 0.99 | 0.99 | 0.99 | 0.99 | 0.99 | Y | North | FC
PGP2_2_PDRP42 | CAISO System | PGP2_2_PDRP42 | 0.99 | 0.99 | 0.99 | 0.99 | 0.99 | 0.99 | 0.99 | 0.99 | 0.99 | 0.99 | 0.99 | 0.99 | Y | North | FC
PGP2_2_PDRP43 | CAISO System | PGP2_2_PDRP43 | 0.99 | 0.99 | 0.99 | 0.99 | 0.99 | 0.99 | 0.99 | 0.99 | 0.99 | 0.99 | 0.99 | 0.99 | Y | North | FC
PGP2_2_PDRP44 | CAISO System | PGP2_2_PDRP44 | 0.99 | 0.99 | 0.99 | 0.99 | 0.99 | 0.99 | 0.99 | 0.99 | 0.99 | 0.99 | 0.99 | 0.99 | Y | North | FC
PGP2_2_PDRP47 | CAISO System | PGP2_2_PDRP47 | 0.99 | 0.99 | 0.99 | 0.99 | 0.99 | 0.99 | 0.99 | 0.99 | 0.99 | 0.99 | 0.99 | 0.99 | Y | North | FC
PGP2_2_PDRP48 | CAISO System | PGP2_2_PDRP48 | 0.99 | 0.99 | 0.99 | 0.99 | 0.99 | 0.99 | 0.99 | 0.99 | 0.99 | 0.99 | 0.99 | 0.99 | Y | North | FC
PGP2_2_PDRP52 | CAISO System |  | JUN: 0.6; JUL: 0.6; AUG: 0.6; SEP: 0.6; OCT: 0.6; NOV: 0.6; DEC: 0.6 | Y | North | FC
PGP2_2_PDRP53 | CAISO System |  | JUL: 0.99; AUG: 0.99; SEP: 0.99; OCT: 0.99; NOV: 0.99; DEC: 0.99 | Y | North | FC
PGP2_2_PDRP54 | CAISO System |  | JUL: 0.99; AUG: 0.99; SEP: 0.99; OCT: 0.99; NOV: 0.99; DEC: 0.99 | Y | North | FC
PGP2_2_PDRP55 | CAISO System |  | JUL: 0.99; AUG: 0.99; SEP: 0.99; OCT: 0.99; NOV: 0.99; DEC: 0.99 | Y | North | FC
PGP2_2_PDRP56 | CAISO System |  | JUL: 0.99; AUG: 0.99; SEP: 0.99; OCT: 0.99; NOV: 0.99; DEC: 0.99 | Y | North | FC
PGP2_2_PDRP60 | CAISO System |  | JUN: 0.99; JUL: 0.99; AUG: 0.99; SEP: 0.99; OCT: 0.99; NOV: 0.99; DEC: 0.99 | Y | North | FC
PGP2_2_PDRP61 | CAISO System |  | JUN: 0.99; JUL: 0.99; AUG: 0.99; SEP: 0.99; OCT: 0.99; NOV: 0.99; DEC: 0.99 | Y | North | FC
PGP2_2_PDRP62 | CAISO System |  | JUN: 0.99; JUL: 0.99; AUG: 0.99; SEP: 0.99; OCT: 0.99; NOV: 0.99; DEC: 0.99 | Y | North | FC
PGP2_2_PDRP63 | CAISO System |  | JUN: 0.99; JUL: 0.99; AUG: 0.99; SEP: 0.99; OCT: 0.99; NOV: 0.99; DEC: 0.99 | Y | North | FC
PGP2_2_PDRP64 | CAISO System |  | JUN: 0.99; JUL: 0.99; AUG: 0.99; SEP: 0.99; OCT: 0.99; NOV: 0.99; DEC: 0.99 | Y | North | FC
PGSB_1_PDRP04 | CAISO System | PGSB_1_PDRP04 | 3 | 3 | 3 | 3 | 3 | 3 | 3 | 3 | 3 | 3 | 3 | 3 | Y | North | FC
PGSB_1_PDRP06 | CAISO System | PDR-F PGSB | 0.96 | 0.96 | 0.96 | 0.96 | 0.96 | 0.96 | 0.96 | 0.96 | 0.96 | 0.96 | 0.96 | 0.96 | Y | North | FC
PGSB_1_PDRP08 | CAISO System | PGSB_1_PDRP08 | 1.24 | 1.2 | 1.22 | 0.22 | 1.21 | 2.31 | 2.31 | 2.46 | 1.98 | 1.22 | 1.11 | 1.1 | Y | North | FC
PGSB_1_PDRP10 | CAISO System | PGSB_1_PDRP10 | 3 | 3 | 3 | 3 | 3 | 3 | 3 | 3 | 3 | 3 | 3 | 3 | Y | North | FC
PGSB_1_PDRP11 | CAISO System | PGSB_1_PDRP11 | [12 empty] | Y | North | FC | bar: JAN to DEC
PGSB_1_PDRP12 | CAISO System | PDR-E PGSB | 0.5 | 0.5 | 0.5 | 0.5 | 0.5 | 0.5 | 0.5 | 0.5 | 0.5 | 0.5 | 0.5 | 0.5 | Y | North | FC
PGSB_1_PDRP13 | CAISO System | PDR-E PGSB EDF | 0.5 | 0.5 | 0.5 | 0.5 | 0.5 | 0.5 | 0.5 | 0.5 | 0.5 | 0.5 | 0.5 | 0.5 | Y | North | FC
PGSB_1_PDRP16 | CAISO System | Tesla Mountain View/Gilroy | 0.4 | 0.4 | 0.4 | 0.4 | 0.4 | 0.4 | 0.4 | 0.4 | 0.4 | 0.4 | 0.4 | 0.4 | Y | North | FC
PGSB_1_PDRP17 | CAISO System | PGSB_1_PDRP17 | 0.5 | 0.5 | 0.5 | 0.5 | 0.5 | 0.5 | 0.5 | 0.5 | 0.5 | 0.5 | 0.5 | 0.5 | Y | North | FC
PGSB_1_PDRP29 | CAISO System | PGSB_1_PDRP29 | 0.99 | 0.99 | 0.99 | 0.99 | 0.99 | 0.99 | 0.99 | 0.99 | 0.99 | 0.99 | 0.99 | 0.99 | Y | North | FC
PGSB_1_PDRP30 | CAISO System | PGSB_1_PDRP30 | 0.99 | 0.99 | 0.99 | 0.99 | 0.99 | 0.99 | 0.99 | 0.99 | 0.99 | 0.99 | 0.99 | 0.99 | Y | North | FC
PGSB_1_PDRP31 | CAISO System | PGSB_1_PDRP31 | 0.99 | 0.99 | 0.99 | 0.99 | 0.99 | 0.99 | 0.99 | 0.99 | 0.99 | 0.99 | 0.99 | 0.99 | Y | North | FC
PGSB_1_PDRP32 | CAISO System | PGSB_1_PDRP32 | 0.99 | 0.99 | 0.99 | 0.99 | 0.99 | 0.99 | 0.99 | 0.99 | 0.99 | 0.99 | 0.99 | 0.99 | Y | North | FC
PGSB_1_PDRP33 | CAISO System | PGSB_1_PDRP33 | 0.99 | 0.99 | 0.99 | 0.99 | 0.99 | 0.99 | 0.99 | 0.99 | 0.99 | 0.99 | 0.99 | 0.99 | Y | North | FC
PGSB_1_PDRP34 | CAISO System | PGSB_1_PDRP34 | 0.99 | 0.99 | 0.99 | 0.99 | 0.99 | 0.99 | 0.99 | 0.99 | 0.99 | 0.99 | 0.99 | 0.99 | Y | North | FC
PGSB_1_PDRP35 | CAISO System | PGSB_1_PDRP35 | 0.99 | 0.99 | 0.99 | 0.99 | 0.99 | 0.99 | 0.99 | 0.99 | 0.99 | 0.99 | 0.99 | 0.99 | Y | North | FC
PGSB_1_PDRP36 | CAISO System | PGSB_1_PDRP36 | 0.99 | 0.99 | 0.99 | 0.99 | 0.99 | 0.99 | 0.99 | 0.99 | 0.99 | 0.99 | 0.99 | 0.99 | Y | North | FC
PGSB_1_PDRP42 | CAISO System | PGSB_1_PDRP42 | 0.99 | 0.99 | 0.99 | 0.99 | 0.99 | 0.99 | 0.99 | 0.99 | 0.99 | 0.99 | 0.99 | 0.99 | Y | North | FC
PGSB_1_PDRP43 | CAISO System | PGSB_1_PDRP43 | 0.99 | 0.99 | 0.99 | 0.99 | 0.99 | 0.99 | 0.99 | 0.99 | 0.99 | 0.99 | 0.99 | 0.99 | Y | North | FC
PGSB_1_PDRP44 | CAISO System | PGSB_1_PDRP44 | 0.99 | 0.99 | 0.99 | 0.99 | 0.99 | 0.99 | 0.99 | 0.99 | 0.99 | 0.99 | 0.99 | 0.99 | Y | North | FC
PGSB_1_PDRP45 | CAISO System | PGSB_1_PDRP45 | 0.99 | 0.99 | 0.99 | 0.99 | 0.99 | 0.99 | 0.99 | 0.99 | 0.99 | 0.99 | 0.99 | 0.99 | Y | North | FC
PGSB_1_PDRP46 | CAISO System | PGSB_1_PDRP46 | 0.99 | 0.99 | 0.99 | 0.99 | 0.99 | 0.99 | 0.99 | 0.99 | 0.99 | 0.99 | 0.99 | 0.99 | Y | North | FC
PGSB_1_PDRP47 | CAISO System | PGSB_1_PDRP47 | 0.99 | 0.99 | 0.99 | 0.99 | 0.99 | 0.99 | 0.99 | 0.99 | 0.99 | 0.99 | 0.99 | 0.99 | Y | North | FC
PGSB_1_PDRP48 | CAISO System | PGSB_1_PDRP48 | 0.99 | 0.99 | 0.99 | 0.99 | 0.99 | 0.99 | 0.99 | 0.99 | 0.99 | 0.99 | 0.99 | 0.99 | Y | North | FC
PGSB_1_PDRP49 | CAISO System | PGSB_1_PDRP49 | 0.99 | 0.99 | 0.99 | 0.99 | 0.99 | 0.99 | 0.99 | 0.99 | 0.99 | 0.99 | 0.99 | 0.99 | Y | North | FC
PGSB_1_PDRP50 | CAISO System | PGSB_1_PDRP50 | 0.99 | 0.99 | 0.99 | 0.99 | 0.99 | 0.99 | 0.99 | 0.99 | 0.99 | 0.99 | 0.99 | 0.99 | Y | North | FC
PGSB_1_PDRP51 | CAISO System | PGSB_1_PDRP51 | 0.99 | 0.99 | 0.99 | 0.99 | 0.99 | 0.99 | 0.99 | 0.99 | 0.99 | 0.99 | 0.99 | 0.99 | Y | North | FC
PGSB_1_PDRP52 | CAISO System | PGSB_1_PDRP52 | 0.99 | 0.99 | 0.99 | 0.99 | 0.99 | 0.99 | 0.99 | 0.99 | 0.99 | 0.99 | 0.99 | 0.99 | Y | North | FC
PGSB_1_PDRP53 | CAISO System | PGSB_1_PDRP53 | 0.99 | 0.99 | 0.99 | 0.99 | 0.99 | 0.99 | 0.99 | 0.99 | 0.99 | 0.99 | 0.99 | 0.99 | Y | North | FC
PGSB_1_PDRP54 | CAISO System | PGSB_1_PDRP54 | 0.99 | 0.99 | 0.99 | 0.99 | 0.99 | 0.99 | 0.99 | 0.99 | 0.99 | 0.99 | 0.99 | 0.99 | Y | North | FC
PGSB_1_PDRP55 | CAISO System | PGSB_1_PDRP55 | 0.99 | 0.99 | 0.99 | 0.99 | 0.99 | 0.99 | 0.99 | 0.99 | 0.99 | 0.99 | 0.99 | 0.99 | Y | North | FC
PGSB_1_PDRP56 | CAISO System | PGSB_1_PDRP56 | 0.99 | 0.99 | 0.99 | 0.99 | 0.99 | 0.99 | 0.99 | 0.99 | 0.99 | 0.99 | 0.99 | 0.99 | Y | North | FC
PGSB_1_PDRP57 | CAISO System | PGSB_1_PDRP57 | 0.99 | 0.99 | 0.99 | 0.99 | 0.99 | 0.99 | 0.99 | 0.99 | 0.99 | 0.99 | 0.99 | 0.99 | Y | North | FC
PGSB_1_PDRP58 | CAISO System | PGSB_1_PDRP58 | 0.99 | 0.99 | 0.99 | 0.99 | 0.99 | 0.99 | 0.99 | 0.99 | 0.99 | 0.99 | 0.99 | 0.99 | Y | North | FC
PGSB_1_PDRP60 | CAISO System | PGSB_1_PDRP60 | 9.99 | 9.99 | 9.99 | 9.99 | 9.99 | 9.99 | 9.99 | 9.99 | 9.99 | 9.99 | 9.99 | 9.99 | Y | North | FC
PGSB_1_PDRP63 | CAISO System |  | AUG: 0.99; SEP: 0.99; OCT: 0.99; NOV: 0.99; DEC: 0.99 | Y | North | FC
PGSB_1_PDRP64 | CAISO System |  | JUL: 0.99; AUG: 0.99; SEP: 0.99; OCT: 0.99; NOV: 0.99; DEC: 0.99 | Y | North | FC
PGSB_1_PDRP68 | CAISO System | PGSB_1_PDRP68 | 0.99 | 0.99 | 0.99 | 0.99 | 0.99 | 0.99 | 0.99 | 0.99 | 0.99 | 0.99 | 0.99 | 0.99 | Y | North | FC
PGSB_1_PDRP69 | CAISO System | PGSB_1_PDRP69 | 0.99 | 0.99 | 0.99 | 0.99 | 0.99 | 0.99 | 0.99 | 0.99 | 0.99 | 0.99 | 0.99 | 0.99 | Y | North | FC
PGSB_1_PDRP70 | CAISO System | PGSB_1_PDRP70 | 0.99 | 0.99 | 0.99 | 0.99 | 0.99 | 0.99 | 0.99 | 0.99 | 0.99 | 0.99 | 0.99 | 0.99 | Y | North | FC
PGSB_1_PDRP71 | CAISO System | PGSB_1_PDRP71 | 0.99 | 0.99 | 0.99 | 0.99 | 0.99 | 0.99 | 0.99 | 0.99 | 0.99 | 0.99 | 0.99 | 0.99 | Y | North | FC
PGSB_1_PDRP73 | CAISO System | PGSB_1_PDRP73 | 0.99 | 0.99 | 0.99 | 0.99 | 0.99 | 0.99 | 0.99 | 0.99 | 0.99 | 0.99 | 0.99 | 0.99 | Y | North | FC
PGSB_1_PDRP74 | CAISO System | PGSB_1_PDRP74 | 0.99 | 0.99 | 0.99 | 0.99 | 0.99 | 0.99 | 0.99 | 0.99 | 0.99 | 0.99 | 0.99 | 0.99 | Y | North | FC
PGSB_1_PDRP76 | CAISO System | PGSB_1_PDRP76 | 0.99 | 0.99 | 0.99 | 0.99 | 0.99 | 0.99 | 0.99 | 0.99 | 0.99 | 0.99 | 0.99 | 0.99 | Y | North | FC
PGSB_1_PDRP77 | CAISO System | PGSB_1_PDRP77 | 0.99 | 0.99 | 0.99 | 0.99 | 0.99 | 0.99 | 0.99 | 0.99 | 0.99 | 0.99 | 0.99 | 0.99 | Y | North | FC
PGSB_1_PDRP78 | CAISO System |  | JUL: 0.99; AUG: 0.99; SEP: 0.99; OCT: 0.99; NOV: 0.99; DEC: 0.99 | Y | North | FC
PGSB_1_PDRP86 | CAISO System |  | JUN: 4.6; JUL: 4.6; AUG: 4.6; SEP: 4.6; OCT: 4.6; NOV: 4.6; DEC: 4.6 | Y | North | FC
PGSB_1_PDRP87 | CAISO System |  | JUN: 8.4; JUL: 8.4; AUG: 8.4; SEP: 9.95; OCT: 8.96; NOV: 8.96; DEC: 8.96 | Y | North | FC
PGSB_1_PDRP88 | CAISO System |  | JUN: 3; JUL: 3; AUG: 3; SEP: 3; OCT: 3; NOV: 3; DEC: 3 | Y | North | FC
PGSB_1_PDRP89 | CAISO System |  | JUL: 0.99; AUG: 0.99; SEP: 0.99; OCT: 0.99; NOV: 0.99; DEC: 0.99 | Y | North | FC
PGSB_1_PDRP90 | CAISO System |  | JUN: 0.99; JUL: 0.99; AUG: 0.99; SEP: 0.99; OCT: 0.99; NOV: 0.99; DEC: 0.99 | Y | North | FC
PGSB_1_PDRP91 | CAISO System |  | JUN: 0.99; JUL: 0.99; AUG: 0.99; SEP: 0.99; OCT: 0.99; NOV: 0.99; DEC: 0.99 | Y | North | FC
PGSB_1_PDRP92 | CAISO System |  | JUN: 0.99; JUL: 0.99; AUG: 0.99; SEP: 0.99; OCT: 0.99; NOV: 0.99; DEC: 0.99 | Y | North | FC
PGSB_1_PDRP93 | CAISO System |  | JUN: 0.99; JUL: 0.99; AUG: 0.99; SEP: 0.99; OCT: 0.99; NOV: 0.99; DEC: 0.99 | Y | North | FC
PGSB_1_PDRP94 | CAISO System |  | JUN: 0.99; JUL: 0.99; AUG: 0.99; SEP: 0.99; OCT: 0.99; NOV: 0.99; DEC: 0.99 | Y | North | FC
PGSB_1_PDRP95 | CAISO System |  | JUL: 0.99; AUG: 0.99; SEP: 0.99; OCT: 0.99; NOV: 0.99; DEC: 0.99 | Y | North | FC
PGSB_1_PDRP96 | CAISO System |  | JUL: 0.99; AUG: 0.99; SEP: 0.99; OCT: 0.99; NOV: 0.99; DEC: 0.99 | Y | North | FC
PGSB_1_RDRR04 | CAISO System | RDRR-D PGSB SVCE | 0.6 | 0.6 | 0.6 | 0.6 | 0.6 | 0.6 | 0.6 | 0.6 | 0.6 | 0.6 | 0.6 | 0.6 | Y | North | FC
PGSB_1_RDRR05 | CAISO System | RDRR-D PGSB TPES | 1.7 | 1.73 | 1.73 | 1.73 | 1.73 | 1.73 | 1.73 | 1.73 | 1.73 | 1.73 | 1.73 | 1.73 | Y | North | FC
PGSF_2_PDRP01 | CAISO System | PGSF_2_PDRP01 | [12 empty] | Y | North | FC | bar: JAN to DEC
PGSF_2_PDRP03 | CAISO System | PGSF_2_PDRP03 | 0.54 | 0.51 | 0.52 | 0.44 | 0.32 | 0.42 | 0.35 | 0.35 | 0.34 | 0.31 | 0.45 | 0.44 | Y | North | FC
PGSF_2_PDRP04 | CAISO System | PGSF_2_PDRP04 | 2 | 2 | 2 | 2 | 2 | 2 | 2 | 2 | 2 | 2 | 2 | 2 | Y | North | FC
PGSF_2_PDRP08 | CAISO System | PGSF_2_PDRP08 | [12 empty] | Y | North | FC | bar: JAN to DEC
PGSF_2_PDRP11 | CAISO System | PDR-E PGSF CPSF | 0.5 | 0.5 | 0.5 | 0.5 | 0.5 | 0.5 | 0.5 | 0.5 | 0.5 | 0.5 | 0.5 | 0.5 | Y | North | FC
PGSF_2_PDRP12 | CAISO System | PGSF_2_PDRP12 | [12 empty] | Y | North | FC | bar: JAN to DEC
PGSF_2_PDRP18 | CAISO System | PGSF_2_PDRP18 | 0.5 | 0.5 | 0.5 | 0.5 | 0.5 | 0.5 | 0.5 | 0.5 | 0.5 | 0.5 | 0.5 | 0.5 | Y | North | FC
PGSF_2_PDRP19 | CAISO System | PGSF_2_PDRP19 | 0.99 | 0.99 | 0.99 | 0.99 | 0.99 | 0.99 | 0.99 | 0.99 | 0.99 | 0.99 | 0.99 | 0.99 | Y | North | FC
PGSF_2_PDRP20 | CAISO System | PGSF_2_PDRP20 | 0.99 | 0.99 | 0.99 | 0.99 | 0.99 | 0.99 | 0.99 | 0.99 | 0.99 | 0.99 | 0.99 | 0.99 | Y | North | FC
PGSF_2_PDRP21 | CAISO System | PGSF_2_PDRP21 | 0.99 | 0.99 | 0.99 | 0.99 | 0.99 | 0.99 | 0.99 | 0.99 | 0.99 | 0.99 | 0.99 | 0.99 | Y | North | FC
PGSF_2_PDRP22 | CAISO System | PGSF_2_PDRP22 | 0.99 | 0.99 | 0.99 | 0.99 | 0.99 | 0.99 | 0.99 | 0.99 | 0.99 | 0.99 | 0.99 | 0.99 | Y | North | FC
PGSF_2_PDRP23 | CAISO System | PGSF_2_PDRP23 | 0.99 | 0.99 | 0.99 | 0.99 | 0.99 | 0.99 | 0.99 | 0.99 | 0.99 | 0.99 | 0.99 | 0.99 | Y | North | FC
PGSF_2_PDRP26 | CAISO System | PGSF_2_PDRP26 | 0.99 | 0.99 | 0.99 | 0.99 | 0.99 | 0.99 | 0.99 | 0.99 | 0.99 | 0.99 | 0.99 | 0.99 | Y | North | FC
PGSF_2_PDRP27 | CAISO System | PGSF_2_PDRP27 | 0.99 | 0.99 | 0.99 | 0.99 | 0.99 | 0.99 | 0.99 | 0.99 | 0.99 | 0.99 | 0.99 | 0.99 | Y | North | FC
PGSF_2_PDRP28 | CAISO System | PGSF_2_PDRP28 | 0.99 | 0.99 | 0.99 | 0.99 | 0.99 | 0.99 | 0.99 | 0.99 | 0.99 | 0.99 | 0.99 | 0.99 | Y | North | FC
PGSF_2_PDRP29 | CAISO System | PGSF_2_PDRP29 | 0.99 | 0.99 | 0.99 | 0.99 | 0.99 | 0.99 | 0.99 | 0.99 | 0.99 | 0.99 | 0.99 | 0.99 | Y | North | FC
PGSF_2_PDRP30 | CAISO System | PGSF_2_PDRP30 | 0.8 | 0.8 | 0.8 | 0.8 | 0.8 | 0.8 | 0.8 | 0.8 | 0.8 | 0.8 | 0.8 | 0.8 | Y | North | FC
PGSF_2_PDRP31 | CAISO System | PGSF_2_PDRP31 | 0.8 | 0.8 | 0.8 | 0.8 | 0.8 | 0.8 | 0.8 | 0.8 | 0.8 | 0.8 | 0.8 | 0.8 | Y | North | FC
PGSF_2_PDRP32 | CAISO System | PDR-D PGSF | 0.16 | 0.16 | 0.16 | 0.16 | 0.16 | 0.16 | 0.16 | 0.16 | 0.16 | 0.16 | 0.16 | 0.16 | Y | North | FC
PGSF_2_PDRP33 | CAISO System | PGSF_2_PDRP33 | 0.99 | 0.99 | 0.99 | 0.99 | 0.99 | 0.99 | 0.99 | 0.99 | 0.99 | 0.99 | 0.99 | 0.99 | Y | North | FC
PGSF_2_PDRP34 | CAISO System | PGSF_2_PDRP34 | 0.99 | 0.99 | 0.99 | 0.99 | 0.99 | 0.99 | 0.99 | 0.99 | 0.99 | 0.99 | 0.99 | 0.99 | Y | North | FC
PGSF_2_PDRP35 | CAISO System | PGSF_2_PDRP35 | 9.99 | 9.99 | 9.99 | 9.99 | 9.99 | 9.99 | 9.99 | 9.99 | 9.99 | 9.99 | 9.99 | 9.99 | Y | North | FC
PGSF_2_PDRP44 | CAISO System |  | JUN: 0.8; JUL: 0.8; AUG: 0.8; SEP: 0.8; OCT: 0.8; NOV: 0.8; DEC: 0.8 | Y | North | FC
PGSF_2_PDRP46 | CAISO System | PGSF_2_PDRP46 | 0.99 | 0.99 | 0.99 | 0.99 | 0.99 | 0.99 | 0.99 | 0.99 | 0.99 | 0.99 | 0.99 | 0.99 | Y | North | FC
PGSF_2_PDRP49 | CAISO System |  | JUN: 1.1; JUL: 1.1; AUG: 1.1; SEP: 3.5; OCT: 3.15; NOV: 3.15; DEC: 3.15 | Y | North | FC
PGSF_2_PDRP50 | CAISO System |  | JUN: 0.99; JUL: 0.99; AUG: 0.99; SEP: 0.99; OCT: 0.99; NOV: 0.99; DEC: 0.99 | Y | North | FC
PGSF_2_PDRP51 | CAISO System |  | JUN: 0.99; JUL: 0.99; AUG: 0.99; SEP: 0.99; OCT: 0.99; NOV: 0.99; DEC: 0.99 | Y | North | FC
PGSF_2_PDRP52 | CAISO System |  | JUN: 0.99; JUL: 0.99; AUG: 0.99; SEP: 0.99; OCT: 0.99; NOV: 0.99; DEC: 0.99 | Y | North | FC
PGSF_2_PDRP53 | CAISO System |  | JUN: 0.99; JUL: 0.99; AUG: 0.99; SEP: 0.99; OCT: 0.99; NOV: 0.99; DEC: 0.99 | Y | North | FC
PGSF_2_PDRP54 | CAISO System |  | JUN: 0.99; JUL: 0.99; AUG: 0.99; SEP: 0.99; OCT: 0.99; NOV: 0.99; DEC: 0.99 | Y | North | FC
PGSI_1_PDRP01 | CAISO System | PDRP-D PGSI | 1.07 | 1.07 | 1.07 | 1.07 | 1.07 | 1.07 | 1.07 | 1.07 | 1.07 | 1.07 | 1.07 | 1.07 | Y | North | FC
PGSI_1_PDRP02 | CAISO System | PGSI_1_PDRP02 | 0.8 | 0.81 | 0.87 | 1.11 | 1.52 | 2.53 | 3.01 | 2.92 | 2.04 | 1.32 | 0.89 | 0.83 | Y | North | FC
PGSI_1_PDRP03 | CAISO System | Tesla Rocklin | 0.2 | 0.2 | 0.2 | 0.2 | 0.2 | 0.2 | 0.2 | 0.2 | 0.2 | 0.2 | 0.2 | 0.2 | Y | North | FC
PGSI_1_PDRP09 | CAISO System | PGSI_1_PDRP09 | 0.99 | 0.99 | 0.99 | 0.99 | 0.99 | 0.99 | 0.99 | 0.99 | 0.99 | 0.99 | 0.99 | 0.99 | Y | North | FC
PGSI_1_PDRP10 | CAISO System | PGSI_1_PDRP10 | 0.99 | 0.99 | 0.99 | 0.99 | 0.99 | 0.99 | 0.99 | 0.99 | 0.99 | 0.99 | 0.99 | 0.99 | Y | North | FC
PGSI_1_PDRP11 | CAISO System | PGSI_1_PDRP11 | 0.99 | 0.99 | 0.99 | 0.99 | 0.99 | 0.99 | 0.99 | 0.99 | 0.99 | 0.99 | 0.99 | 0.99 | Y | North | FC
PGSI_1_PDRP12 | CAISO System | PGSI_1_PDRP12 | 0.99 | 0.99 | 0.99 | 0.99 | 0.99 | 0.99 | 0.99 | 0.99 | 0.99 | 0.99 | 0.99 | 0.99 | Y | North | FC
PGSI_1_PDRP15 | CAISO System | PGSI_1_PDRP15 | 0.99 | 0.99 | 0.99 | 0.99 | 0.99 | 0.99 | 0.99 | 0.99 | 0.99 | 0.99 | 0.99 | 0.99 | Y | North | FC
PGSI_1_PDRP16 | CAISO System | PGSI_1_PDRP16 | 0.99 | 0.99 | 0.99 | 0.99 | 0.99 | 0.99 | 0.99 | 0.99 | 0.99 | 0.99 | 0.99 | 0.99 | Y | North | FC
PGSI_1_PDRP17 | CAISO System | PGSI_1_PDRP17 | 0.99 | 0.99 | 0.99 | 0.99 | 0.99 | 0.99 | 0.99 | 0.99 | 0.99 | 0.99 | 0.99 | 0.99 | Y | North | FC
PGSI_1_PDRP20 | CAISO System | PGSI_1_PDRP20 | 0.99 | 0.99 | 0.99 | 0.99 | 0.99 | 0.99 | 0.99 | 0.99 | 0.99 | 0.99 | 0.99 | 0.99 | Y | North | FC
PGSI_1_PDRP21 | CAISO System | PGSI_1_PDRP21 | 0.99 | 0.99 | 0.99 | 0.99 | 0.99 | 0.99 | 0.99 | 0.99 | 0.99 | 0.99 | 0.99 | 0.99 | Y | North | FC
PGSI_1_PDRP22 | CAISO System | PGSI_1_PDRP22 | 0.99 | 0.99 | 0.99 | 0.99 | 0.99 | 0.99 | 0.99 | 0.99 | 0.99 | 0.99 | 0.99 | 0.99 | Y | North | FC
PGSI_1_PDRP23 | CAISO System | PGSI_1_PDRP23 | 0.99 | 0.99 | 0.99 | 0.99 | 0.99 | 0.99 | 0.99 | 0.99 | 0.99 | 0.99 | 0.99 | 0.99 | Y | North | FC
PGSI_1_PDRP24 | CAISO System | PGSI_1_PDRP24 | 0.99 | 0.99 | 0.99 | 0.99 | 0.99 | 0.99 | 0.99 | 0.99 | 0.99 | 0.99 | 0.99 | 0.99 | Y | North | FC
PGSI_1_PDRP25 | CAISO System | PGSI_1_PDRP25 | 0.99 | 0.99 | 0.99 | 0.99 | 0.99 | 0.99 | 0.99 | 0.99 | 0.99 | 0.99 | 0.99 | 0.99 | Y | North | FC
PGSI_1_PDRP26 | CAISO System | PGSI_1_PDRP26 | 0.99 | 0.99 | 0.99 | 0.99 | 0.99 | 0.99 | 0.99 | 0.99 | 0.99 | 0.99 | 0.99 | 0.99 | Y | North | FC
PGSI_1_PDRP27 | CAISO System | PGSI_1_PDRP27 | 0.99 | 0.99 | 0.99 | 0.99 | 0.99 | 0.99 | 0.99 | 0.99 | 0.99 | 0.99 | 0.99 | 0.99 | Y | North | FC
PGSI_1_PDRP28 | CAISO System | PGSI_1_PDRP28 | 0.99 | 0.99 | 0.99 | 0.99 | 0.99 | 0.99 | 0.99 | 0.99 | 0.99 | 0.99 | 0.99 | 0.99 | Y | North | FC
PGSI_1_PDRP29 | CAISO System | PGSI_1_PDRP29 | 0.99 | 0.99 | 0.99 | 0.99 | 0.99 | 0.99 | 0.99 | 0.99 | 0.99 | 0.99 | 0.99 | 0.99 | Y | North | FC
PGSI_1_PDRP30 | CAISO System | PDR-D PGSI LVCEA | 0.5 | 0.5 | 0.5 | 0.5 | 0.5 | 0.5 | 0.5 | 0.5 | 0.5 | 0.5 | 0.5 | 0.5 | Y | North | FC
PGSI_1_PDRP31 | CAISO System | PGSI_1_PDRP31 | 9.99 | 9.99 | 9.99 | 9.99 | 9.99 | 9.99 | 9.99 | 9.99 | 9.99 | 9.99 | 9.99 | 9.99 | Y | North | FC
PGSI_1_PDRP33 | CAISO System | PGSI_1_PDRP33 | 0.99 | 0.99 | 0.99 | 0.99 | 0.99 | 0.99 | 0.99 | 0.99 | 0.99 | 0.99 | 0.99 | 0.99 | Y | North | FC
PGSI_1_PDRP38 | CAISO System |  | JUN: 2.48; JUL: 2.48; AUG: 2.48; SEP: 2.48; OCT: 2.48; NOV: 2.48; DEC: 2.48 | Y | North | FC
PGSI_1_PDRP39 | CAISO System |  | JUN: 2.2; JUL: 3.1; AUG: 3.1; SEP: 3.1; OCT: 3.1; NOV: 3.1; DEC: 2.79 | Y | North | FC
PGSI_1_PDRP40 | CAISO System |  | JUN: 0.99; JUL: 0.99; AUG: 0.99; SEP: 0.99; OCT: 0.99; NOV: 0.99; DEC: 0.99 | Y | North | FC
PGSI_1_PDRP41 | CAISO System |  | JUN: 0.99; JUL: 0.99; AUG: 0.99; SEP: 0.99; OCT: 0.99; NOV: 0.99; DEC: 0.99 | Y | North | FC
PGSI_1_PDRP42 | CAISO System |  | JUN: 0.99; JUL: 0.99; AUG: 0.99; SEP: 0.99; OCT: 0.99; NOV: 0.99; DEC: 0.99 | Y | North | FC
PGSI_1_PDRP43 | CAISO System |  | JUN: 0.99; JUL: 0.99; AUG: 0.99; SEP: 0.99; OCT: 0.99; NOV: 0.99; DEC: 0.99 | Y | North | FC
PGSI_1_PDRP44 | CAISO System |  | JUN: 0.99; JUL: 0.99; AUG: 0.99; SEP: 0.99; OCT: 0.99; NOV: 0.99; DEC: 0.99 | Y | North | FC
PGSI_1_PDRP45 | CAISO System |  | JUL: 0.99; AUG: 0.99; SEP: 0.99; OCT: 0.99; NOV: 0.99; DEC: 0.99 | Y | North | FC
PGSI_1_PDRP46 | CAISO System |  | AUG: 0.99; SEP: 0.99; OCT: 0.99; NOV: 0.99; DEC: 0.99 | Y | North | FC
PGSI_1_PDRP47 | CAISO System |  | OCT: 0.5; NOV: 0.5; DEC: 0.5 | Y | North | FC
PGST_2_PDRP01 | CAISO System | PGST_2_PDRP01 | [12 empty] | Y | North | FC | bar: JAN to DEC
PGST_2_PDRP03 | CAISO System | PGST_2_PDRP03 | 0.38 | 0.37 | 0.39 | 0.48 | 0.56 | 0.96 | 1.23 | 1.2 | 0.8 | 0.51 | 0.4 | 0.39 | Y | North | FC
PGST_2_PDRP07 | CAISO System | PGST_2_PDRP07 | 0.99 | 0.99 | 0.99 | 0.99 | 0.99 | 0.99 | 0.99 | 0.99 | 0.99 | 0.99 | 0.99 | 0.99 | Y | North | FC
PGST_2_PDRP08 | CAISO System | PGST_2_PDRP08 | 0.99 | 0.99 | 0.99 | 0.99 | 0.99 | 0.99 | 0.99 | 0.99 | 0.99 | 0.99 | 0.99 | 0.99 | Y | North | FC
PGST_2_PDRP09 | CAISO System | PGST_2_PDRP09 | 0.99 | 0.99 | 0.99 | 0.99 | 0.99 | 0.99 | 0.99 | 0.99 | 0.99 | 0.99 | 0.99 | 0.99 | Y | North | FC
PGST_2_PDRP10 | CAISO System | PGST_2_PDRP10 | 0.99 | 0.99 | 0.99 | 0.99 | 0.99 | 0.99 | 0.99 | 0.99 | 0.99 | 0.99 | 0.99 | 0.99 | Y | North | FC
PGST_2_PDRP11 | CAISO System | PGST_2_PDRP11 | 0.99 | 0.99 | 0.99 | 0.99 | 0.99 | 0.99 | 0.99 | 0.99 | 0.99 | 0.99 | 0.99 | 0.99 | Y | North | FC
PGST_2_PDRP13 | CAISO System | PGST_2_PDRP13 | 0.99 | 0.99 | 0.99 | 0.99 | 0.99 | 0.99 | 0.99 | 0.99 | 0.99 | 0.99 | 0.99 | 0.99 | Y | North | FC
PGST_2_PDRP14 | CAISO System | PGST_2_PDRP14 | 0.99 | 0.99 | 0.99 | 0.99 | 0.99 | 0.99 | 0.99 | 0.99 | 0.99 | 0.99 | 0.99 | 0.99 | Y | North | FC
PGST_2_PDRP15 | CAISO System | PGST_2_PDRP15 | 0.99 | 0.99 | 0.99 | 0.99 | 0.99 | 0.99 | 0.99 | 0.99 | 0.99 | 0.99 | 0.99 | 0.99 | Y | North | FC
PGST_2_PDRP16 | CAISO System | PGST_2_PDRP16 | 9.99 | 9.99 | 9.99 | 9.99 | 9.99 | 9.99 | 9.99 | 9.99 | 9.99 | 9.99 | 9.99 | 9.99 | Y | North | FC
PGST_2_PDRP17 | CAISO System | PGST_2_PDRP17 | 0.99 | 0.99 | 0.99 | 0.99 | 0.99 | 0.99 | 0.99 | 0.99 | 0.99 | 0.99 | 0.99 | 0.99 | Y | North | FC
PGST_2_PDRP22 | CAISO System |  | JUL: 1.5; AUG: 1.5; SEP: 1.5; OCT: 1.5; NOV: 1.35; DEC: 1.35 | Y | North | FC
PGST_2_PDRP23 | CAISO System |  | OCT: 0.3; NOV: 0.3; DEC: 0.3 | Y | North | FC
PGST_2_PDRP30 | CAISO System |  | JUN: 0.99; JUL: 0.99; AUG: 0.99; SEP: 0.99; OCT: 0.99; NOV: 0.99; DEC: 0.99 | Y | North | FC
PGST_2_PDRP31 | CAISO System |  | JUN: 0.99; JUL: 0.99; AUG: 0.99; SEP: 0.99; OCT: 0.99; NOV: 0.99; DEC: 0.99 | Y | North | FC
PGST_2_PDRP32 | CAISO System |  | JUN: 0.99; JUL: 0.99; AUG: 0.99; SEP: 0.99; OCT: 0.99; NOV: 0.99; DEC: 0.99 | Y | North | FC
PGST_2_PDRP33 | CAISO System |  | JUN: 0.99; JUL: 0.99; AUG: 0.99; SEP: 0.99; OCT: 0.99; NOV: 0.99; DEC: 0.99 | Y | North | FC
PGST_2_PDRP34 | CAISO System |  | JUN: 0.99; JUL: 0.99; AUG: 0.99; SEP: 0.99; OCT: 0.99; NOV: 0.99; DEC: 0.99 | Y | North | FC
PGST_2_RDRR02 | CAISO System | RDRR-D PGST | 1.6 | 1.6 | 1.6 | 1.6 | 1.6 | 1.6 | 1.6 | 1.6 | 1.6 | 1.6 | 1.6 | 1.6 | Y | North | FC
PGZP_2_PDRP02 | CAISO System | PGZP_2_PDRP02 | 0.48 | 0.49 | 0.5 | 0.73 | 0.73 | 1.28 | 1.46 | 1.41 | 1.12 | 0.67 | 0.46 | 0.41 | Y | North | FC
PGZP_2_PDRP07 | CAISO System | PGZP_2_PDRP07 | 0.99 | 0.99 | 0.99 | 0.99 | 0.99 | 0.99 | 0.99 | 0.99 | 0.99 | 0.99 | 0.99 | 0.99 | Y | North | FC
PGZP_2_PDRP08 | CAISO System | PGZP_2_PDRP08 | 0.99 | 0.99 | 0.99 | 0.99 | 0.99 | 0.99 | 0.99 | 0.99 | 0.99 | 0.99 | 0.99 | 0.99 | Y | North | FC
PGZP_2_PDRP09 | CAISO System | PGZP_2_PDRP09 | 0.99 | 0.99 | 0.99 | 0.99 | 0.99 | 0.99 | 0.99 | 0.99 | 0.99 | 0.99 | 0.99 | 0.99 | Y | North | FC
PGZP_2_PDRP10 | CAISO System | PGZP_2_PDRP10 | 0.99 | 0.99 | 0.99 | 0.99 | 0.99 | 0.99 | 0.99 | 0.99 | 0.99 | 0.99 | 0.99 | 0.99 | Y | North | FC
PGZP_2_PDRP11 | CAISO System | PGZP_2_PDRP11 | 0.99 | 0.99 | 0.99 | 0.99 | 0.99 | 0.99 | 0.99 | 0.99 | 0.99 | 0.99 | 0.99 | 0.99 | Y | North | FC
PGZP_2_PDRP15 | CAISO System | PGZP_2_PDRP15 | 0.99 | 0.99 | 0.99 | 0.99 | 0.99 | 0.99 | 0.99 | 0.99 | 0.99 | 0.99 | 0.99 | 0.99 | Y | North | FC
PGZP_2_PDRP16 | CAISO System | PGZP_2_PDRP16 | 0.99 | 0.99 | 0.99 | 0.99 | 0.99 | 0.99 | 0.99 | 0.99 | 0.99 | 0.99 | 0.99 | 0.99 | Y | North | FC
PGZP_2_PDRP17 | CAISO System | PGZP_2_PDRP17 | 0.99 | 0.99 | 0.99 | 0.99 | 0.99 | 0.99 | 0.99 | 0.99 | 0.99 | 0.99 | 0.99 | 0.99 | Y | North | FC
PGZP_2_PDRP18 | CAISO System | PGZP_2_PDRP18 | 0.99 | 0.99 | 0.99 | 0.99 | 0.99 | 0.99 | 0.99 | 0.99 | 0.99 | 0.99 | 0.99 | 0.99 | Y | North | FC
PGZP_2_PDRP19 | CAISO System | PGZP_2_PDRP19 | 0.99 | 0.99 | 0.99 | 0.99 | 0.99 | 0.99 | 0.99 | 0.99 | 0.99 | 0.99 | 0.99 | 0.99 | Y | North | FC
PGZP_2_PDRP20 | CAISO System | PGZP_2_PDRP20 | 0.99 | 0.99 | 0.99 | 0.99 | 0.99 | 0.99 | 0.99 | 0.99 | 0.99 | 0.99 | 0.99 | 0.99 | Y | North | FC
PGZP_2_PDRP21 | CAISO System | PGZP_2_PDRP21 | 0.99 | 0.99 | 0.99 | 0.99 | 0.99 | 0.99 | 0.99 | 0.99 | 0.99 | 0.99 | 0.99 | 0.99 | Y | North | FC
PGZP_2_PDRP22 | CAISO System | PGZP_2_PDRP22 | 0.99 | 0.99 | 0.99 | 0.99 | 0.99 | 0.99 | 0.99 | 0.99 | 0.99 | 0.99 | 0.99 | 0.99 | Y | North | FC
PGZP_2_PDRP23 | CAISO System | PDR-D PGZP | 9.99 | 9.99 | 9.99 | 9.99 | 9.99 | 9.99 | 9.99 | 9.99 | 9.99 | 9.99 | 9.99 | 9.99 | Y | North | FC
PGZP_2_PDRP24 | CAISO System | PGZP_2_PDRP24 | 0.99 | 0.99 | 0.99 | 0.99 | 0.99 | 9.99 | 9.99 | 9.99 | 9.99 | 9.99 | 9.99 | 9.99 | Y | North | FC
PGZP_2_PDRP25 | CAISO System | PGZP_2_PDRP25 | 0.99 | 0.99 | 0.99 | 0.99 | 0.99 | 0.99 | 0.99 | 0.99 | 0.99 | 0.99 | 0.99 | 0.99 | Y | North | FC
PGZP_2_PDRP26 | CAISO System | PGZP_2_PDRP26 | 9.99 | 9.99 | 9.99 | 9.99 | 9.99 | 9.99 | 9.99 | 9.99 | 9.99 | 9.99 | 9.99 | 9.99 | Y | North | FC
PGZP_2_PDRP27 | CAISO System | PGZP_2_PDRP27 | 0.99 | 0.99 | 0.99 | 0.99 | 0.99 | 0.99 | 0.99 | 0.99 | 0.99 | 0.99 | 0.99 | 0.99 | Y | North | FC
PGZP_2_PDRP28 | CAISO System | PGZP_2_PDRP28 | 0.99 | 0.99 | 0.99 | 0.99 | 0.99 | 0.99 | 0.99 | 0.99 | 0.99 | 0.99 | 0.99 | 0.99 | Y | North | FC
PGZP_2_PDRP29 | CAISO System | PGZP_2_PDRP29 | 0.99 | 0.99 | 0.99 | 0.99 | 0.99 | 0.99 | 0.99 | 0.99 | 0.99 | 0.99 | 0.99 | 0.99 | Y | North | FC
PGZP_2_PDRP30 | CAISO System | PGZP_2_PDRP30 | 0.99 | 0.99 | 0.99 | 0.99 | 0.99 | 0.99 | 0.99 | 0.99 | 0.99 | 0.99 | 0.99 | 0.99 | Y | North | FC
PGZP_2_PDRP31 | CAISO System |  | JUL: 0.99; AUG: 0.99; SEP: 0.99; OCT: 0.99; NOV: 0.99; DEC: 0.99 | Y | North | FC
PGZP_2_PDRP32 | CAISO System |  | JUL: 0.99; AUG: 0.99; SEP: 0.99; OCT: 0.99; NOV: 0.99; DEC: 0.99 | Y | North | FC
PGZP_2_PDRP33 | CAISO System |  | JUL: 0.99; AUG: 0.99; SEP: 0.99; OCT: 0.99; NOV: 0.99; DEC: 0.99 | Y | North | FC
PGZP_2_PDRP37 | CAISO System | PGZP_2_PDRP37 | 0.99 | 0.99 | 0.99 | 0.99 | 0.99 | 0.99 | 0.99 | 0.99 | 0.99 | 0.99 | 0.99 | 0.99 | Y | North | FC
PGZP_2_PDRP39 | CAISO System |  | JUN: 9.99; JUL: 9.99; AUG: 9.99; SEP: 9.99; OCT: 9.99; NOV: 9.99; DEC: 9.99 | Y | North | FC
PGZP_2_PDRP40 | CAISO System |  | JUN: 0.99; JUL: 0.99; AUG: 0.99; SEP: 0.99; OCT: 0.99; NOV: 0.99; DEC: 0.99 | Y | North | FC
PGZP_2_PDRP41 | CAISO System |  | JUN: 0.99; JUL: 0.99; AUG: 0.99; SEP: 0.99; OCT: 0.99; NOV: 0.99; DEC: 0.99 | Y | North | FC
PGZP_2_PDRP42 | CAISO System |  | JUN: 0.99; JUL: 0.99; AUG: 0.99; SEP: 0.99; OCT: 0.99; NOV: 0.99; DEC: 0.99 | Y | North | FC
PGZP_2_PDRP43 | CAISO System |  | JUN: 0.99; JUL: 0.99; AUG: 0.99; SEP: 0.99; OCT: 0.99; NOV: 0.99; DEC: 0.99 | Y | North | FC
PGZP_2_PDRP44 | CAISO System |  | JUN: 0.99; JUL: 0.99; AUG: 0.99; SEP: 0.99; OCT: 0.99; NOV: 0.99; DEC: 0.99 | Y | North | FC
PGZP_2_PDRP45 | CAISO System |  | JUN: 1.65; JUL: 1.65; AUG: 1.65; SEP: 3.1; OCT: 2.79; NOV: 2.79; DEC: 2.79 | Y | North | FC
PGZP_2_RDRR02 | CAISO System | RDRR-D PGZP 2 | 5 | 5 | 5 | 5 | 5 | 6.5 | 6.5 | 6.5 | 6.5 | 6.5 | 6.5 | 6.5 | Y | North | FC
PHOENX_1_UNIT | Stockton | PHOENIX PH | 0.86 | 0.81 | 0.9 | 0.84 | 0.9 | 0.81 | 0.85 | 0.84 | 0.82 | 0.36 | 0.45 | 0.67 | N | North | FC
PINFLT_7_UNITS | Fresno | PINE FLAT HYDRO AGGREGATE | 0 | 0 | 34.95 | 71.1 | 102.8 | 160.31 | 162.61 | 97.88 | 33.7 | 0 | 0 | 0 | Y | North | FC
PIOPIC_2_CTG1 | San Diego-IV | Pio Pico Unit 1 | 111.3 | 111.3 | 111.3 | 111.3 | 111.3 | 111.3 | 111.3 | 111.3 | 111.3 | 111.3 | 111.3 | 111.3 | Y | South | ID | 100% | 106 MW with FC priority - the rest C10 waiting for Silvergate-Bay Boulevard 230 kV Reactor
PIOPIC_2_CTG2 | San Diego-IV | Pio Pico Unit 2 | 112.7 | 112.7 | 112.7 | 112.7 | 112.7 | 112.7 | 112.7 | 112.7 | 112.7 | 112.7 | 112.7 | 112.7 | Y | South | ID | 100% | 106 MW with FC priority - the rest C10 waiting for Silvergate-Bay Boulevard 230 kV Reactor
PIOPIC_2_CTG3 | San Diego-IV | Pio Pico Unit 3 | 112 | 112 | 112 | 112 | 112 | 112 | 112 | 112 | 112 | 112 | 112 | 112 | Y | South | ID | 100% | 106 MW with FC priority - the rest C10 waiting for Silvergate-Bay Boulevard 230 kV Reactor
PIT1_6_FRIVRA | CAISO System | Fall River Mills Project A | 0.06 | 0.05 | 0.27 | 0.23 | 0.24 | 0.47 | 0.59 | 0.41 | 0.21 | 0.03 | 0.03 | 0 | N | North | ID | 100%
PIT1_7_UNIT 1 | CAISO System | PIT PH 1 UNIT 1 | 32 | 32 | 32 | 32 | 32 | 32 | 32 | 32 | 32 | 32 | 32 | 32 | Y | North | FC
PIT1_7_UNIT 2 | CAISO System | PIT PH 1 UNIT 2 | 32 | 32 | 32 | 32 | 32 | 32 | 32 | 32 | 32 | 32 | 32 | 32 | Y | North | FC
PIT3_7_PL1X3 | CAISO System | PIT PH 3 UNITS 1, 2 & 3 AGGREGATE | 70.6 | 70.6 | 70.6 | 70.6 | 70.6 | 70.6 | 70.6 | 70.6 | 70.6 | 70.6 | 70.6 | 70.6 | Y | North | FC
PIT4_7_PL1X2 | CAISO System | PIT PH 4 UNITS 1 & 2 AGGREGATE | 95 | 95 | 95 | 95 | 95 | 95 | 95 | 95 | 95 | 95 | 95 | 95 | Y | North | FC
PIT5_7_PL1X2 | CAISO System | PIT PH 5 UNITS 1 & 2 AGGREGATE | 82 | 82 | 82 | 82 | 82 | 82 | 82 | 82 | 82 | 82 | 82 | 82 | Y | North | FC
PIT5_7_PL3X4 | CAISO System | PIT PH 5 UNITS 3 & 4 AGGREGATE | 82 | 82 | 82 | 82 | 82 | 82 | 82 | 82 | 82 | 82 | 82 | 82 | Y | North | FC
PIT5_7_QFUNTS | CAISO System | GRASSHOPPER FLAT HYDRO | 0.37 | 0.58 | 0.97 | 0.95 | 0.75 | 0.33 | 0.1 | 0.05 | 0.05 | 0.04 | 0.05 | 0.24 | N | North | FC
PIT6_7_UNIT 1 | CAISO System | PIT PH 6 UNIT 1 | 39 | 39 | 39 | 39 | 39 | 39 | 39 | 39 | 39 | 39 | 39 | 39 | Y | North | FC
PIT6_7_UNIT 2 | CAISO System | PIT PH 6 UNIT 2 | 40 | 40 | 40 | 40 | 40 | 40 | 40 | 40 | 40 | 40 | 40 | 40 | Y | North | FC
PIT7_7_UNIT 1 | CAISO System | PIT PH 7 UNIT 1 | 55.7 | 55.7 | 55.7 | 55.7 | 55.7 | 55.7 | 55.7 | 55.7 | 55.7 | 55.7 | 55.7 | 55.7 | Y | North | FC
PIT7_7_UNIT 2 | CAISO System | PIT PH 7 UNIT 2 | 54.6 | 54.6 | 54.6 | 54.6 | 54.6 | 54.6 | 54.6 | 54.6 | 54.6 | 54.6 | 54.6 | 54.6 | Y | North | FC
PIUTE_6_GNBSR1 | Big Creek-Ventura | Green Beanworks B | 0.12 | 0.09 | 0.54 | 0.45 | 0.48 | 0.93 | 1.17 | 0.81 | 0.42 | 0.06 | 0.06 | 0 | N | South | FC
PLACVL_1_CHILIB | Sierra | Chili Bar Hydro | 8.4 | 8.4 | 8.4 | 8.4 | 8.4 | 8.4 | 8.4 | 8.4 | 8.4 | 8.4 | 8.4 | 8.4 | Y | North | FC
PLACVL_1_RCKCRE | Sierra | Rock Creek Hydro | 2.07 | 2.33 | 2.72 | 1.95 | 1.57 | 1.36 | 1.22 | 1.2 | 1.19 | 1.06 | 0.93 | 1.06 | N | North | FC
PLAINV_6_BSOLAR | Big Creek-Ventura | Western Antelope Blue Sky Ranch A | 0 | 0 | 0 | 0 | 0 | 0 | 0 | 0 | 0 | 0 | 0 | 0 | N | South | EO
PLAINV_6_DSOLAR | Big Creek-Ventura | Western Antelope Dry Ranch | 0.4 | 0.3 | 1.8 | 1.5 | 1.6 | 3.1 | 3.9 | 2.7 | 1.4 | 0.2 | 0.2 | 0 | N | South | FC
PLAINV_6_NLRSR1 | Big Creek-Ventura | North Lancaster Ranch | 0 | 0 | 0 | 0 | 0 | 0 | 0 | 0 | 0 | 0 | 0 | 0 | N | South | EO
PLAINV_6_SOLAR3 | Big Creek-Ventura | Sierra Solar Greenworks LLC | 0 | 0 | 0 | 0 | 0 | 0 | 0 | 0 | 0 | 0 | 0 | 0 | N | South | EO
PLAINV_6_SOLARC | Big Creek-Ventura | Central Antelope Dry Ranch C | 0 | 0 | 0 | 0 | 0 | 0 | 0 | 0 | 0 | 0 | 0 | 0 | N | South | EO
PLSNTG_7_LNCLND | Sierra | Lincoln Landfill Power Plant | 3.28 | 3.07 | 3.32 | 3.61 | 3.29 | 3.08 | 2.84 | 3.09 | 2.92 | 3.09 | 3.18 | 3.05 | N | North | FC | 100%
PMDLET_6_SOLAR1 | Big Creek-Ventura | SEPV Palmdale East, LLC | 0.4 | 0.3 | 1.8 | 1.5 | 1.6 | 3.1 | 3.9 | 2.7 | 1.4 | 0.2 | 0.2 | 0 | N | South | FC
PMPJCK_1_RB2SLR | CAISO System | Rio Bravo Solar 2 | 0.8 | 0.6 | 3.6 | 3 | 3.2 | 6.2 | 7.8 | 5.4 | 2.8 | 0.4 | 0.4 | 0 | N | North | ID | 100%
PMPJCK_1_SOLAR1 | CAISO System | Pumpjack Solar I | 0.8 | 0.6 | 3.6 | 3 | 3.2 | 6.2 | 7.8 | 5.4 | 2.8 | 0.4 | 0.4 | 0 | N | North | FC
PMPJCK_1_SOLAR2 | CAISO System | Rio Bravo Solar 1 | 0.8 | 0.6 | 3.6 | 3 | 3.2 | 6.2 | 7.8 | 5.4 | 2.8 | 0.4 | 0.4 | 0 | N | North | FC
PNCHEG_2_PL1X4 | CAISO System | PANOCHE ENERGY CENTER (Aggregated) | 401 | 401 | 401 | 401 | 401 | 395.9 | 394.4 | 395.6 | 400.1 | 401 | 401 | 401 | Y | North | FC
PNCHPP_1_PL1X2 | Fresno | Midway Peaking Aggregate | 119.61 | 119.21 | 117.76 | 114.9 | 112.8 | 109.83 | 107.92 | 108.35 | 110.52 | 113.77 | 118.78 | 119.67 | Y | North | FC
PNCHVS_2_SOLAR | CAISO System | Panoche Valley Solar | 5.6 | 4.2 | 25.2 | 21 | 22.4 | 43.4 | 54.6 | 37.8 | 19.6 | 2.8 | 2.8 | 0 | N | North | FC
PNOCHE_1_PL1X2 | Fresno | Panoche Peaker | 49.97 | 49.97 | 49.97 | 49.97 | 49.97 | 49.97 | 49.97 | 49.97 | 49.97 | 49.97 | 49.97 | 49.97 | Y | North | FC
PNOCHE_1_UNITA1 | Fresno | CalPeak Power Panoche Unit 1 | 52.01 | 52.01 | 52.01 | 52.01 | 52.01 | 52.01 | 52.01 | 52.01 | 52.01 | 52.01 | 52.01 | 52.01 | Y | North | FC
POEPH_7_UNIT 1 | Sierra | POE HYDRO UNIT 1 | 60 | 60 | 60 | 60 | 60 | 60 | 60 | 60 | 60 | 60 | 60 | 60 | Y | North | FC
POEPH_7_UNIT 2 | Sierra | POE HYDRO UNIT 2 | 60 | 60 | 60 | 60 | 60 | 60 | 60 | 60 | 60 | 60 | 60 | 60 | Y | North | FC
POTTER_6_UNITS | NCNB | Potter Valley | 0.66 | 0.97 | 0.7 | 1.05 | 1.72 | 2.21 | 2.73 | 2.52 | 2.23 | 1.02 | 1.13 | 1.71 | N | North | FC
POTTER_7_VECINO | NCNB | Vecino Vineyards LLC | 0 | 0 | 0 | 0 | 0.02 | 0.02 | 0.01 | 0.01 | 0 | 0 | 0 | 0 | N | North | FC
PRCTVY_1_MIGBT1 | San Diego-IV | Miguel BESS | 0 | 0 | 0 | 0 | 0 | 0 | 0 | 0 | 0 | 0 | 0 | 0 | N | South | EO
PRIMM_2_SOLAR1 | CAISO System | Silver State South | 10 | 7.5 | 45 | 37.5 | 40 | 77.5 | 97.5 | 67.5 | 35 | 5 | 5 | 0 | N | South | FC
PSWEET_1_STCRUZ | CAISO System | Santa Cruz Energy LLC | 0 | 0 | 0 | 0 | 0 | 0 | 0 | 0 | 0 | 0 | 0 | 0 | Y | North | EO
PSWEET_7_QFUNTS | CAISO System | PSWEET_7_QFUNTS | 0 | 0 | 0 | 0 | 0 | 0 | 0 | 0 | 0 | 0 | 0 | 0 | N | North | FC
PTLOMA_6_NTCQF | San Diego-IV | NTC/MCRD COGENERATION | 19.5 | 15.9 | 8.63 | 11.5 | 15.04 | 16.2 | 16.74 | 16.59 | 15.31 | 13.16 | 20.27 | 20.16 | N | South | FC
PUTHCR_1_SOLAR1 | CAISO System | Putah Creek Solar Farm | 0.08 | 0.06 | 0.36 | 0.3 | 0.32 | 0.61 | 0.77 | 0.53 | 0.28 | 0.04 | 0.04 | 0 | N | North | FC | 100%
PWEST_1_UNIT | LA Basin | PACIFIC WEST 1 WIND GENERATION | 0.29 | 0.25 | 0.59 | 0.53 | 0.53 | 0.69 | 0.48 | 0.44 | 0.32 | 0.17 | 0.25 | 0.27 | N | South | FC
RATSKE_2_NROSR1 | CAISO System | North Rosamond Solar | 6 | 4.5 | 27 | 22.5 | 24 | 46.5 | 58.5 | 40.5 | 21 | 3 | 3 | 0 | N | South | FC
RCKCRK_7_UNIT 1 | Sierra | ROCK CREEK HYDRO UNIT 1 | 57 | 57 | 57 | 57 | 57 | 57 | 57 | 57 | 57 | 57 | 57 | 57 | Y | North | FC
RCKCRK_7_UNIT 2 | Sierra | ROCK CREEK HYDRO UNIT 2 | 56.9 | 56.9 | 56.9 | 56.9 | 56.9 | 56.9 | 56.9 | 56.9 | 56.9 | 56.9 | 56.9 | 56.9 | Y | North | FC
RDWAY_1_CREST | CAISO System | CREST Contracts | 0 | 0 | 0 | 0 | 0 | 0 | 0 | 0 | 0 | 0 | 0 | 0 | N | South | EO
RECTOR_2_CREST | Big Creek-Ventura | Rector Aggregate Solar Resources | 0 | 0 | 0 | 0 | 0 | 0 | 0 | 0 | 0 | 0 | 0 | 0 | N | South | EO
RECTOR_2_KAWEAH | Big Creek-Ventura | KAWEAH PH 2 & 3 PSP AGGREGATE | 1.87 | 2.27 | 3.85 | 5.22 | 5.58 | 5.08 | 3.32 | 1.74 | 1.21 | 0 | 0.18 | 1.72 | N | South | FC
RECTOR_2_KAWH 1 | Big Creek-Ventura | KAWEAH PH 1 UNIT 1 | 0.96 | 0.99 | 1.2 | 1.19 | 1.29 | 1.01 | 0.81 | 0.52 | 0.38 | 0 | 0.08 | 0.36 | N | South | FC
RECTOR_2_QF | Big Creek-Ventura | RECTOR QFS | 3.73 | 5.14 | 4.35 | 3.79 | 10.16 | 17 | 14.7 | 3.94 | 0 | 0 | 0 | 0.68 | N | South | FC
RECTOR_2_TFDBM1 | Big Creek-Ventura | Two Fiets Dairy Digester | 0 | 0 | 0 | 0 | 0 | 0 | 0 | 0 | 0 | 0 | 0 | 0 | N | South | EO
RECTOR_7_TULARE | Big Creek-Ventura | MM Tulare | 0 | 0 | 0 | 0 | 0 | 0 | 0 | 0 | 0 | 0 | 0 | 0 | N | South | EO
REDBLF_6_UNIT | CAISO System | RED BLUFF PEAKER PLANT | 44 | 44 | 44 | 44 | 44 | 44 | 44 | 44 | 44 | 44 | 44 | 44 | Y | North | FC
REDMAN_2_SOLAR | Big Creek-Ventura | Lancaster East Avenue F | 0.15 | 0.11 | 0.68 | 0.56 | 0.6 | 1.16 | 1.46 | 1.01 | 0.53 | 0.08 | 0.08 | 0 | N | South | FC
REDMAN_6_AVSSR1 | Big Creek-Ventura | Antelope Valley Solar | 0.12 | 0.09 | 0.54 | 0.45 | 0.48 | 0.93 | 1.17 | 0.81 | 0.42 | 0.06 | 0.06 | 0 | N | South | FC
REDOND_7_UNIT 5 | LA Basin | REDONDO GEN STA. UNIT 5 | 178.87 | 178.87 | 178.87 | 178.87 | 178.87 | 178.87 | 178.87 | 178.87 | 178.87 | 178.87 | 178.87 | 178.87 | Y | South | FC
REDOND_7_UNIT 6 | LA Basin | REDONDO GEN STA. UNIT 6 | 175 | 175 | 175 | 175 | 175 | 175 | 175 | 175 | 175 | 175 | 175 | 175 | Y | South | FC
REDOND_7_UNIT 8 | LA Basin | REDONDO GEN STA. UNIT 8 | 495.9 | 495.9 | 495.9 | 495.9 | 495.9 | 495.9 | 495.9 | 495.9 | 495.9 | 495.9 | 495.9 | 495.9 | Y | South | FC
REEDLY_6_SOLAR | Fresno | Terzian | 0 | 0 | 0 | 0 | 0 | 0 | 0 | 0 | 0 | 0 | 0 | 0 | N | North | EO
RENWD_1_QF | LA Basin | Renwind re-powering project | 1.4 | 1.2 | 2.8 | 2.5 | 2.5 | 3.3 | 2.3 | 2.1 | 1.5 | 0.8 | 1.2 | 1.3 | N | South | FC
RICHMN_1_CHVSR2 | Bay Area | Chevron 8.5 | 0.34 | 0.26 | 1.53 | 1.28 | 1.36 | 2.64 | 3.32 | 2.3 | 1.19 | 0.17 | 0.17 | 0 | N | North | ID | 100%
RICHMN_1_SOLAR | Bay Area | Chevron 2 | 0.08 | 0.06 | 0.36 | 0.3 | 0.32 | 0.62 | 0.78 | 0.54 | 0.28 | 0.04 | 0.04 | 0 | N | North | ID | 100%
RICHMN_7_BAYENV | Bay Area | BAY ENVIRONMENTAL (NOVE POWER) | 2 | 2 | 2 | 2 | 2 | 2 | 2 | 2 | 2 | 2 | 2 | 2 | N | North | FC
RIOBRV_6_UNIT 1 | CAISO System | RIO BRAVO HYDRO | 0.02 | 1.88 | 2.52 | 3.22 | 5.02 | 6.72 | 6.69 | 7 | 3.39 | 2.2 | 0.36 | 0 | N | North | FC
RIOOSO_1_QF | Sierra | SMALL QF AGGREGATION - GRASS VALLEY | 0.42 | 0.55 | 0.83 | 0.62 | 0.87 | 0.98 | 1.11 | 1.15 | 1.08 | 0.35 | 0.08 | 0.3 | N | North | FC
RNDMTN_2_SLSPHY1 | CAISO System | Silver Springs | 0.32 | 0.36 | 0.37 | 0.37 | 0.35 | 0.37 | 0.37 | 0.28 | 0.27 | 0.26 | 0.24 | 0.26 | N | North | FC
RNDSBG_1_HZASR1 | CAISO System | Hazel A |  | 0.09 | 0.54 | 0.45 | 0.48 | 0.93 | 1.17 | 0.81 | 0.42 | 0.06 | 0.06 | 0 | N | South | FC
ROLLIN_6_UNIT | Sierra | ROLLINS HYDRO | 13.5 | 13.5 | 13.5 | 13.5 | 13.5 | 13.5 | 13.5 | 13.5 | 13.5 | 13.5 | 13.5 | 13.5 | Y | North | FC
ROSMDW_2_WIND1 | CAISO System | Pacific Wind - Phase 1 | 19.6 | 16.8 | 39.2 | 35 | 35 | 46.2 | 32.2 | 29.4 | 21 | 11.2 | 16.8 | 18.2 | N | South | FC
ROSMND_6_SOLAR | Big Creek-Ventura | Lancaster B | 0.12 | 0.09 | 0.54 | 0.45 | 0.48 | 0.93 | 1.17 | 0.81 | 0.42 | 0.06 | 0.06 | 0 | N | South | FC
RSMSLR_6_SOLAR1 | Big Creek-Ventura | Rosamond One | 0.8 | 0.6 | 3.6 | 3 | 3.2 | 6.2 | 7.8 | 5.4 | 2.8 | 0.4 | 0.4 | 0 | N | South | FC
RSMSLR_6_SOLAR2 | Big Creek-Ventura | Rosamond Two | 0.8 | 0.6 | 3.6 | 3 | 3.2 | 6.2 | 7.8 | 5.4 | 2.8 | 0.4 | 0.4 | 0 | N | South | FC
RTEDDY_2_SOLAR1 | CAISO System | Rosamond West Solar 1 | 2.16 | 1.62 | 9.72 | 8.1 | 8.64 | 16.74 | 21.06 | 14.58 | 7.56 | 1.08 | 1.08 | 0 | N | South | FC
RTEDDY_2_SOLAR2 | CAISO System | Rosamond West Solar 2 | 2.16 | 1.62 | 9.72 | 8.1 | 8.64 | 16.74 | 21.06 | 14.58 | 7.56 | 1.08 | 1.08 | 0 | N | South | FC
RTREE_2_WIND1 | CAISO System | Rising Tree 1 | 11.09 | 9.5 | 22.18 | 19.8 | 19.8 | 26.14 | 18.22 | 16.63 | 11.88 | 6.34 | 9.5 | 10.3 | N | South | FC
RTREE_2_WIND2 | CAISO System | Rising Tree 2 | 2.77 | 2.38 | 5.54 | 4.95 | 4.95 | 6.53 | 4.55 | 4.16 | 2.97 | 1.58 | 2.38 | 2.57 | N | South | FC
RTREE_2_WIND3 | CAISO System | Rising Tree 3 | 13.86 | 11.88 | 27.72 | 24.75 | 24.75 | 32.67 | 22.77 | 20.79 | 14.85 | 7.92 | 11.88 | 12.87 | N | South | FC
RUSCTY_2_UNITS | Bay Area | Russell City Energy Center | 620 | 620 | 620 | 618.74 | 620 | 617.96 | 619.28 | 597.4 | 613.22 | 615.6 | 619.44 | 620 | Y | North | FC
RVRVEW_1_UNITA1 | Bay Area | Riverview Energy Center (GP Antioch) | 47.6 | 47.6 | 47.6 | 47.6 | 47.6 | 47.6 | 47.6 | 47.6 | 47.6 | 47.6 | 47.6 | 47.6 | Y | North | FC
RVSIDE_2_RERCU3 | LA Basin | Riverside Energy Res. Ctr Unit 3 | 49 | 49 | 49 | 49 | 49 | 49 | 49 | 49 | 49 | 49 | 49 | 49 | Y | South | FC
RVSIDE_2_RERCU4 | LA Basin | Riverside Energy Res. Ctr Unit 4 | 49 | 49 | 49 | 49 | 49 | 49 | 49 | 49 | 49 | 49 | 49 | 49 | Y | South | FC
RVSIDE_6_RERCU1 | LA Basin | Riverside Energy Res. Ctr Unit 1 | 48.35 | 48.35 | 48.35 | 48.35 | 48.35 | 48.35 | 48.35 | 48.35 | 48.35 | 48.35 | 48.35 | 48.35 | Y | South | FC
RVSIDE_6_RERCU2 | LA Basin | Riverside Energy Res. Ctr Unit 2 | 48.5 | 48.5 | 48.5 | 48.5 | 48.5 | 48.5 | 48.5 | 48.5 | 48.5 | 48.5 | 48.5 | 48.5 | Y | South | FC
RVSIDE_6_SOLAR1 | LA Basin | Tequesquite Landfill Solar Project | 0.3 | 0.23 | 1.35 | 1.13 | 1.2 | 2.33 | 2.93 | 2.03 | 1.05 | 0.15 | 0.15 | 0 | N | South | FC
RVSIDE_6_SPRING | LA Basin | SPRINGS GENERATION PROJECT AGGREGATE | 36 | 36 | 36 | 36 | 36 | 36 | 36 | 36 | 36 | 36 | 36 | 36 | Y | South | FC
S_RITA_6_SOLAR1 | Fresno | Sun Harvest Solar | 0 | 0 | 0 | 0 | 0 | 0 | 0 | 0 | 0 | 0 | 0 | 0 | N | North | EO
SALIRV_2_UNIT | CAISO System | Salinas River Cogeneration | 30.68 | 30.05 | 28.93 | 26.92 | 28.88 | 29.41 | 27.72 | 29.35 | 22.68 | 26.2 | 27.36 | 27.59 | N | North | FC
SALTSP_7_UNITS | CAISO System | SALT SPRINGS HYDRO AGGREGATE | 46 | 46 | 46 | 46 | 46 | 46 | 46 | 46 | 46 | 46 | 46 | 46 | Y | North | FC
SAMPSN_6_KELCO1 | San Diego-IV | KELCO QUALIFYING FACILITY | 1.05 | 3.46 | 2.3 | 1.48 | 0.86 | 0.86 | 1.03 | 0.85 | 1.74 | 2.22 | 2.29 | 2.19 | N | South | FC
SANDLT_2_SUNITS | CAISO System | Mojave Solar | 11 | 8.25 | 49.5 | 41.25 | 44 | 85.25 | 107.25 | 74.25 | 38.5 | 5.5 | 5.5 | 0 | N | South | FC
SANITR_6_UNITS | LA Basin | LACSD CARSON WATER POLLUTION AGGREGATE | 0.7 | 0.99 | 1.55 | 1.22 | 0.85 | 1.02 | 0.66 | 0.84 | 0.8 | 0.79 | 1.52 | 1.08 | N | South | FC
SANLOB_1_LNDFIL | CAISO System | Cold Canyon | 0 | 0 | 0 | 0 | 0 | 0 | 0 | 0 | 0 | 0 | 0 | 0 | N | North | EO
SANLOB_1_OSFBM1 | CAISO System | HZIU Kompogas SLO | 0 | 0 | 0 | 0 | 0 | 0 | 0 | 0 | 0 | 0 | 0 | 0 | Y | North | EO
SANTFG_7_UNITS | NCNB | GEYSERS CALISTOGA AGGREGATE | 63 | 63 | 63 | 63 | 63 | 63 | 63 | 63 | 63 | 63 | 63 | 63 | Y | North | FC
SANTGO_2_LNDFL1 | LA Basin | Bowerman Power | 16.28 | 17.91 | 18.04 | 12.36 | 17.47 | 18.81 | 18 | 18.65 | 19.19 | 18.25 | 17.04 | 18.68 | N | South | FC
SANTGO_2_MABBT1 | LA Basin | Millikan Avenue BESS | 2 | 2 | 2 | 2 | 2 | 2 | 2 | 2 | 2 | 2 | 2 | 2 | Y | South | FC
SANWD_1_QF | LA Basin | San Gorgonio Farms Wind Farm | 4.34 | 3.72 | 8.68 | 7.75 | 7.75 | 10.23 | 7.13 | 6.51 | 4.65 | 2.48 | 3.72 | 4.03 | N | South | FC
SAUGUS_6_CREST | Big Creek-Ventura | East Portal Hydro | 0 | 0 | 0 | 0 | 0 | 0 | 0 | 0 | 0 | 0 | 0 | 0 | N | South | EO
SAUGUS_6_MWDFTH | Big Creek-Ventura | Foothill Hydroelectric Recovery Plant | 2.3 | 2.3 | 5.6 | 6.3 | 5.1 | 5.4 | 5.3 | 5.4 | 5.3 | 0 | 0 | 0 | Y | South | FC
SAUGUS_6_QF | Big Creek-Ventura | SAUGUS QFS | 0.31 | 0.33 | 0.38 | 0.58 | 0.69 | 0.73 | 0.71 | 0.7 | 0.62 | 0.3 | 0.3 | 0.25 | N | South | FC
SAUGUS_7_CHIQCN | Big Creek-Ventura | Chiquita Canyon Landfill Fac | 6.77 | 6.25 | 6.7 | 5.39 | 6.21 | 6.04 | 5.58 | 5.63 | 5.61 | 5.29 | 6.48 | 6.54 | N | South | FC
SAUGUS_7_LOPEZ | Big Creek-Ventura | MM Lopez Energy | 4.12 | 4.67 | 5.67 | 5.69 | 5.55 | 4.67 | 5.09 | 5.34 | 5.47 | 5.24 | 5.48 | 5.29 | Y | South | FC
SBERDO_2_PSP3 | LA Basin | Mountainview Gen Sta. Unit 3 | 555 | 555 | 555 | 555 | 555 | 555 | 555 | 555 | 555 | 555 | 555 | 555 | Y | South | FC
SBERDO_2_PSP4 | LA Basin | Mountainview Gen Sta. Unit 4 | 555 | 555 | 555 | 555 | 555 | 555 | 555 | 555 | 555 | 555 | 555 | 555 | Y | South | FC
SBERDO_2_QF | LA Basin | SAN BERADINO QFS | 0.26 | 0.19 | 0.19 | 0.22 | 0.24 | 0.23 | 0.14 | 0.14 | 0.09 | 0.11 | 0.13 | 0.2 | N | South | FC
SBERDO_2_REDLND | LA Basin | Redlands RT Solar | 0.08 | 0.06 | 0.36 | 0.3 | 0.32 | 0.62 | 0.78 | 0.54 | 0.28 | 0.04 | 0.04 | 0 | N | South | FC
SBERDO_2_RTS005 | LA Basin | SPVP005 Redlands RT Solar | 0.1 | 0.08 | 0.45 | 0.38 | 0.4 | 0.78 | 0.98 | 0.68 | 0.35 | 0.05 | 0.05 | 0 | N | South | FC
SBERDO_2_RTS007 | LA Basin | SPVP007 Redlands RT Solar | 0.1 | 0.08 | 0.45 | 0.38 | 0.4 | 0.78 | 0.98 | 0.68 | 0.35 | 0.05 | 0.05 | 0 | N | South | FC
SBERDO_2_RTS011 | LA Basin | SPVP011 | 0.14 | 0.11 | 0.63 | 0.53 | 0.56 | 1.09 | 1.37 | 0.95 | 0.49 | 0.07 | 0.07 | 0 | N | South | FC
SBERDO_2_RTS013 | LA Basin | SPVP013 | 0.14 | 0.11 | 0.63 | 0.53 | 0.56 | 1.09 | 1.37 | 0.95 | 0.49 | 0.07 | 0.07 | 0 | N | South | FC
SBERDO_2_RTS016 | LA Basin | SPVP016 Redlands RT Solar | 0.06 | 0.05 | 0.27 | 0.23 | 0.24 | 0.47 | 0.59 | 0.41 | 0.21 | 0.03 | 0.03 | 0 | N | South | FC
SBERDO_2_RTS048 | LA Basin | SPVP048 | 0 | 0 | 0 | 0 | 0 | 0 | 0 | 0 | 0 | 0 | 0 | 0 | N | South | EO
SBERDO_2_SNTANA | LA Basin | SANTA ANA PSP | 0.79 | 1.09 | 1.49 | 1.99 | 1.44 | 0.86 | 0.45 | 0.3 | 0.3 | 0.28 | 0.32 | 0.61 | N | South | FC
SBERDO_6_MILLCK | LA Basin | MILL CREEK PSP | 0.76 | 1.29 | 1.69 | 1.92 | 2 | 1.58 | 1.28 | 1.09 | 1.06 | 0.74 | 0.87 | 0.73 | N | South | FC
SCEC_1_PDRP05 | CAISO System | SCEC_1_PDRP05 | 0.99 | 0.99 | 0.99 | 0.99 | 0.99 | 0.99 | 0.99 | 0.99 | 0.99 | 0.99 | 0.99 | 0.99 | Y | South | FC
SCEC_1_PDRP06 | CAISO System | SCEC_1_PDRP06 | 0.99 | 0.99 | 0.99 | 0.99 | 0.99 | 0.99 | 0.99 | 0.99 | 0.99 | 0.99 | 0.99 | 0.99 | Y | South | FC
SCEC_1_PDRP07 | CAISO System | SCEC_1_PDRP07 | 0.99 | 0.99 | 0.99 | 0.99 | 0.99 | 0.99 | 0.99 | 0.99 | 0.99 | 0.99 | 0.99 | 0.99 | Y | South | FC
SCEC_1_PDRP08 | CAISO System | SCEC_1_PDRP08 | 0.99 | 0.99 | 0.99 | 0.99 | 0.99 | 0.99 | 0.99 | 0.99 | 0.99 | 0.99 | 0.99 | 0.99 | Y | South | FC
SCEC_1_PDRP09 | CAISO System | SCEC_1_PDRP09 | 0.99 | 0.99 | 0.99 | 0.99 | 0.99 | 0.99 | 0.99 | 0.99 | 0.99 | 0.99 | 0.99 | 0.99 | Y | South | FC
SCEC_1_PDRP10 | CAISO System | SCEC_1_PDRP10 | 0.99 | 0.99 | 0.99 | 0.99 | 0.99 | 0.99 | 0.99 | 0.99 | 0.99 | 0.99 | 0.99 | 0.99 | Y | South | FC
SCEC_1_PDRP100 | CAISO System | SCEC_1_PDRP100 | 0.99 | 0.99 | 0.99 | 0.99 | 0.99 | 0.99 | 0.99 | 0.99 | 0.99 | 0.99 | 0.99 | 0.99 | Y | South | FC
SCEC_1_PDRP101 | CAISO System | SCEC_1_PDRP101 | 0.99 | 0.99 | 0.99 | 0.99 | 0.99 | 0.99 | 0.99 | 0.99 | 0.99 | 0.99 | 0.99 | 0.99 | Y | South | FC
SCEC_1_PDRP102 | CAISO System | SCEC_1_PDRP102 | 0.99 | 0.99 | 0.99 | 0.99 | 0.99 | 0.99 | 0.99 | 0.99 | 0.99 | 0.99 | 0.99 | 0.99 | Y | South | FC
SCEC_1_PDRP103 | CAISO System | SCEC_1_PDRP103 | 0.99 | 0.99 | 0.99 | 0.99 | 0.99 | 0.99 | 0.99 | 0.99 | 0.99 | 0.99 | 0.99 | 0.99 | Y | South | FC
SCEC_1_PDRP104 | CAISO System | SCEC_1_PDRP104 | 0.99 | 0.99 | 0.99 | 0.99 | 0.99 | 0.99 | 0.99 | 0.99 | 0.99 | 0.99 | 0.99 | 0.99 | Y | South | FC
SCEC_1_PDRP105 | CAISO System | SCEC_1_PDRP105 | 0.99 | 0.99 | 0.99 | 0.99 | 0.99 | 0.99 | 0.99 | 0.99 | 0.99 | 0.99 | 0.99 | 0.99 | Y | South | FC
SCEC_1_PDRP106 | CAISO System | SCEC_1_PDRP106 | 0.99 | 0.99 | 0.99 | 0.99 | 0.99 | 0.99 | 0.99 | 0.99 | 0.99 | 0.99 | 0.99 | 0.99 | Y | South | FC
SCEC_1_PDRP107 | CAISO System | SCEC_1_PDRP107 | 9.99 | 9.99 | 9.99 | 9.99 | 9.99 | 9.99 | 9.99 | 9.99 | 9.99 | 9.99 | 9.99 | 9.99 | Y | South | FC
SCEC_1_PDRP108 | CAISO System | SCEC_1_PDRP108 | 0.99 | 0.99 | 0.99 | 0.99 | 0.99 | 9.99 | 9.99 | 9.99 | 9.99 | 9.99 | 9.99 | 9.99 | Y | South | FC
SCEC_1_PDRP109 | CAISO System | SCEC_1_PDRP109 | 0.99 | 0.99 | 0.99 | 0.99 | 0.99 | 9.99 | 9.99 | 9.99 | 9.99 | 9.99 | 9.99 | 9.99 | Y | South | FC
SCEC_1_PDRP11 | CAISO System | SCEC_1_PDRP11 | 0.99 | 0.99 | 0.99 | 0.99 | 0.99 | 0.99 | 0.99 | 0.99 | 0.99 | 0.99 | 0.99 | 0.99 | Y | South | FC
SCEC_1_PDRP110 | CAISO System | SCEC_1_PDRP110 | 9.99 | 9.99 | 9.99 | 9.99 | 9.99 | 9.99 | 9.99 | 9.99 | 9.99 | 9.99 | 9.99 | 9.99 | Y | South | FC
SCEC_1_PDRP111 | CAISO System | SCEC_1_PDRP111 | 0.99 | 0.99 | 0.99 | 0.99 | 0.99 | 0.99 | 0.99 | 0.99 | 0.99 | 0.99 | 0.99 | 0.99 | Y | South | FC
SCEC_1_PDRP113 | CAISO System | SCEC_1_PDRP113 | 0.99 | 0.99 | 0.99 | 0.99 | 0.99 | 0.99 | 0.99 | 0.99 | 0.99 | 0.99 | 0.99 | 0.99 | Y | South | FC
SCEC_1_PDRP114 | CAISO System | SCEC_1_PDRP114 | 0.99 | 0.99 | 0.99 | 0.99 | 0.99 | 0.99 | 0.99 | 0.99 | 0.99 | 0.99 | 0.99 | 0.99 | Y | South | FC
SCEC_1_PDRP115 | CAISO System | SCEC_1_PDRP115 | 0.99 | 0.99 | 0.99 | 0.99 | 0.99 | 0.99 | 0.99 | 0.99 | 0.99 | 0.99 | 0.99 | 0.99 | Y | South | FC
SCEC_1_PDRP116 | CAISO System | SCEC_1_PDRP116 | 9.99 | 9.99 | 9.99 | 9.99 | 9.99 | 9.99 | 9.99 | 9.99 | 9.99 | 9.99 | 9.99 | 9.99 | Y | South | FC
SCEC_1_PDRP117 | CAISO System | SCEC_1_PDRP117 | 9.99 | 9.99 | 9.99 | 9.99 | 9.99 | 9.99 | 9.99 | 9.99 | 9.99 | 9.99 | 9.99 | 9.99 | Y | South | FC
SCEC_1_PDRP118 | CAISO System | SCEC_1_PDRP118 | 0.99 | 0.99 | 0.99 | 0.99 | 0.99 | 0.99 | 0.99 | 0.99 | 0.99 | 0.99 | 0.99 | 0.99 | Y | South | FC
SCEC_1_PDRP119 | CAISO System | SCEC_1_PDRP119 | 0.99 | 0.99 | 0.99 | 0.99 | 0.99 | 0.99 | 0.99 | 0.99 | 0.99 | 0.99 | 0.99 | 0.99 | Y | South | FC
SCEC_1_PDRP12 | CAISO System | SCEC_1_PDRP12 | 0.99 | 0.99 | 0.99 | 0.99 | 0.99 | 0.99 | 0.99 | 0.99 | 0.99 | 0.99 | 0.99 | 0.99 | Y | South | FC
SCEC_1_PDRP120 | CAISO System | SCEC_1_PDRP120 | 9.99 | 9.99 | 9.99 | 9.99 | 9.99 | 9.99 | 9.99 | 9.99 | 9.99 | 9.99 | 9.99 | 9.99 | Y | South | FC
SCEC_1_PDRP121 | CAISO System | SCEC_1_PDRP121 | 0.99 | 0.99 | 0.99 | 0.99 | 0.99 | 0.99 | 0.99 | 0.99 | 0.99 | 0.99 | 0.99 | 0.99 | Y | South | FC
SCEC_1_PDRP122 | CAISO System | SCEC_1_PDRP122 | 0.99 | 0.99 | 0.99 | 0.99 | 0.99 | 0.99 | 0.99 | 0.99 | 0.99 | 0.99 | 0.99 | 0.99 | Y | South | FC
SCEC_1_PDRP123 | CAISO System |  | 0.23 | 0.23 | 0.23 | 0.23 | 0.23 | 0.23 | 0.23 | 0.23 | 0.23 | 0.23 | 0.23 | 0.23 | Y | South | FC
SCEC_1_PDRP127 | CAISO System | SCEC_1_PDRP127 | 0.99 | 0.99 | 0.99 | 0.99 | 0.99 | 0.99 | 0.99 | 0.99 | 0.99 | 0.99 | 0.99 | 0.99 | Y | South | FC
SCEC_1_PDRP129 | CAISO System | SCEC_1_PDRP129 | 0.99 | 0.99 | 0.99 | 0.99 | 0.99 | 0.99 | 0.99 | 0.99 | 0.99 | 0.99 | 0.99 | 0.99 | Y | South | FC
SCEC_1_PDRP13 | CAISO System | SCEC_1_PDRP13 | 0.99 | 0.99 | 0.99 | 0.99 | 0.99 | 0.99 | 0.99 | 0.99 | 0.99 | 0.99 | 0.99 | 0.99 | Y | South | FC
SCEC_1_PDRP130 | CAISO System | SCEC_1_PDRP130 | 0.99 | 0.99 | 0.99 | 0.99 | 0.99 | 0.99 | 0.99 | 0.99 | 0.99 | 0.99 | 0.99 | 0.99 | Y | South | FC
SCEC_1_PDRP132 | CAISO System | SCEC_1_PDRP132 | 0.99 | 0.99 | 0.99 | 0.99 | 0.99 | 0.99 | 0.99 | 0.99 | 0.99 | 0.99 | 0.99 | 0.99 | Y | South | FC
SCEC_1_PDRP134 | CAISO System | SCEC_1_PDRP134 | 0.99 | 0.99 | 0.99 | 0.99 | 0.99 | 0.99 | 0.99 | 0.99 | 0.99 | 0.99 | 0.99 | 0.99 | Y | South | FC
SCEC_1_PDRP136 | CAISO System |  | JUL: 0.99; AUG: 0.99; SEP: 0.99; OCT: 0.99; NOV: 0.99; DEC: 0.99 | Y | South | FC
SCEC_1_PDRP137 | CAISO System |  | JUL: 0.99; AUG: 0.99; SEP: 0.99; OCT: 0.99; NOV: 0.99; DEC: 0.99 | Y | South | FC
SCEC_1_PDRP138 | CAISO System |  | JUL: 0.99; AUG: 0.99; SEP: 0.99; OCT: 0.99; NOV: 0.99; DEC: 0.99 | Y | South | FC
SCEC_1_PDRP14 | CAISO System | SCEC_1_PDRP14 | 0.99 | 0.99 | 0.99 | 0.99 | 0.99 | 0.99 | 0.99 | 0.99 | 0.99 | 0.99 | 0.99 | 0.99 | Y | South | FC
SCEC_1_PDRP140 | CAISO System |  | JUN: 0.99; JUL: 0.99; AUG: 0.99; SEP: 0.99; OCT: 0.99; NOV: 0.99; DEC: 0.99 | Y | South | FC
SCEC_1_PDRP141 | CAISO System |  | JUN: 0.99; JUL: 0.99; AUG: 0.99; SEP: 0.99; OCT: 0.99; NOV: 0.99; DEC: 0.99 | Y | South | FC
SCEC_1_PDRP142 | CAISO System |  | JUN: 0.99; JUL: 0.99; AUG: 0.99; SEP: 0.99; OCT: 0.99; NOV: 0.99; DEC: 0.99 | Y | South | FC
SCEC_1_PDRP143 | CAISO System |  | JUN: 0.99; JUL: 0.99; AUG: 0.99; SEP: 0.99; OCT: 0.99; NOV: 0.99; DEC: 0.99 | Y | South | FC
SCEC_1_PDRP144 | CAISO System |  | JUN: 0.99; JUL: 0.99; AUG: 0.99; SEP: 0.99; OCT: 0.99; NOV: 0.99; DEC: 0.99 | Y | South | FC
SCEC_1_PDRP145 | CAISO System |  | JUN: 0.99; JUL: 0.99; AUG: 0.99; SEP: 0.99; OCT: 0.99; NOV: 0.99; DEC: 0.99 | Y | South | FC
SCEC_1_PDRP146 | CAISO System |  | JUL: 0.99; AUG: 0.99; SEP: 0.99; OCT: 0.99; NOV: 0.99; DEC: 0.99 | Y | South | FC
SCEC_1_PDRP147 | CAISO System |  | JUL: 0.99; AUG: 0.99; SEP: 0.99; OCT: 0.99; NOV: 0.99; DEC: 0.99 | Y | South | FC
SCEC_1_PDRP148 | CAISO System |  | JUL: 0.99; AUG: 0.99; SEP: 0.99; OCT: 0.99; NOV: 0.99; DEC: 0.99 | Y | South | FC
SCEC_1_PDRP149 | CAISO System |  | JUL: 0.99; AUG: 0.99; SEP: 0.99; OCT: 0.99; NOV: 0.99; DEC: 0.99 | Y | South | FC
SCEC_1_PDRP150 | CAISO System |  | JUL: 0.99; AUG: 0.99; SEP: 0.99; OCT: 0.99; NOV: 0.99; DEC: 0.99 | Y | South | FC
SCEC_1_PDRP151 | CAISO System |  | JUL: 0.99; AUG: 0.99; SEP: 0.99; OCT: 0.99; NOV: 0.99; DEC: 0.99 | Y | South | FC
SCEC_1_PDRP152 | CAISO System |  | JUL: 0.99; AUG: 0.99; SEP: 0.99; OCT: 0.99; NOV: 0.99; DEC: 0.99 | Y | South | FC
SCEC_1_PDRP153 | CAISO System |  | JUL: 0.99; AUG: 0.99; SEP: 0.99; OCT: 0.99; NOV: 0.99; DEC: 0.99 | Y | South | FC
SCEC_1_PDRP174 | CAISO System |  | JUN: 0.88; JUL: 0.88; AUG: 0.88; SEP: 0.88; OCT: 0.88; NOV: 0.88; DEC: 0.88 | Y | South | FC
SCEC_1_PDRP175 | CAISO System |  | JUN: 9.5; JUL: 9.5; AUG: 9.5; SEP: 9.95; OCT: 8.96; NOV: 8.96; DEC: 8.96 | Y | South | FC
SCEC_1_PDRP176 | CAISO System |  | JUN: 4.36; JUL: 4.36; AUG: 4.36; SEP: 7.5; OCT: 6.75; NOV: 6.75; DEC: 6.75 | Y | South | FC
SCEC_1_PDRP177 | CAISO System |  | JUN: 3; JUL: 3; AUG: 3; SEP: 3; OCT: 3; NOV: 3; DEC: 3 | Y | South | FC
SCEC_1_PDRP178 | CAISO System |  | JUL: 0.99; AUG: 0.99; SEP: 0.99; OCT: 0.99; NOV: 0.99; DEC: 0.99 | Y | South | FC
SCEC_1_PDRP179 | CAISO System |  | JUL: 0.99; AUG: 0.99; SEP: 0.99; OCT: 0.99; NOV: 0.99; DEC: 0.99 | Y | South | FC
SCEC_1_PDRP18 | CAISO System | SCEC_1_PDRP18 | 0.99 | 0.99 | 0.99 | 0.99 | 0.99 | 0.99 | 0.99 | 0.99 | 0.99 | 0.99 | 0.99 | 0.99 | Y | South | FC
SCEC_1_PDRP180 | CAISO System |  | JUN: 9; JUL: 9; AUG: 9; SEP: 9; OCT: 9; NOV: 9; DEC: 9 | Y | South | FC
SCEC_1_PDRP181 | CAISO System |  | JUL: 0.99; AUG: 0.99; SEP: 0.99; OCT: 0.99; NOV: 0.99; DEC: 0.99 | Y | South | FC
SCEC_1_PDRP19 | CAISO System | SCEC_1_PDRP19 | 0.99 | 0.99 | 0.99 | 0.99 | 0.99 | 0.99 | 0.99 | 0.99 | 0.99 | 0.99 | 0.99 | 0.99 | Y | South | FC
SCEC_1_PDRP20 | CAISO System | SCEC_1_PDRP20 | 0.99 | 0.99 | 0.99 | 0.99 | 0.99 | 0.99 | 0.99 | 0.99 | 0.99 | 0.99 | 0.99 | 0.99 | Y | South | FC
SCEC_1_PDRP26 | CAISO System | PDR-F SCEC | 2.34 | 2.34 | 2.34 | 2.34 | 2.34 | 2.34 | 2.34 | 2.34 | 2.34 | 2.34 | 2.34 | 2.34 | Y | South | FC
SCEC_1_PDRP27 | CAISO System | PDR-D SCEC LNE1 | 2 | 2 | 2 | 2 | 2 | 2 | 2 | 2 | 2 | 2 | 2 | 2 | Y | South | FC
SCEC_1_PDRP30 | CAISO System | SCEC_1_PDRP30 | 5 | 5 | 5 | 5 | 5 | 5 | 5 | 5 | 5 | 5 | 5 | 5 | Y | South | FC
SCEC_1_PDRP31 | CAISO System | SCEC_1_PDRP31 | 0.55 | 0.61 | 0.69 | 0.97 | 1.47 | 2.91 | 3.89 | 3.96 | 2.62 | 1.65 | 0.89 | 0.68 | Y | South | FC
SCEC_1_PDRP32 | CAISO System | SCEC_1_PDRP32 | 0.66 | 0.74 | 0.82 | 1.17 | 1.77 | 3.48 | 4.66 | 4.75 | 3.14 | 1.98 | 1.08 | 0.82 | Y | South | FC
SCEC_1_PDRP38 | CAISO System | SCEC_1_PDRP38 | 0.5 | 0.5 | 0.5 | 0.5 | 0.5 | 0.5 | 0.5 | 0.5 | 0.5 | 0.5 | 0.5 | 0.5 | Y | South | FC
SCEC_1_PDRP39 | CAISO System | PDR-D SCEC 3 | 1.5 | 1.5 | 1.5 | 1.5 | 1.5 | 1.5 | 1.5 | 1.5 | 1.5 | 1.5 | 1.5 | 1.5 | Y | South | FC
SCEC_1_PDRP41 | CAISO System | PDR-F SCEC 1 | 6.5 | 6.5 | 6.5 | 6.5 | 9.99 | 9.99 | 9.99 | 9.99 | 9.99 | 9.99 | 9.99 | 9.99 | Y | South | FC
SCEC_1_PDRP42 | CAISO System | SCEC_1_PDRP42 | 5 | 5 | 5 | 5 | 5 | 5 | 5 | 5 | 5 | 5 | 5 | 5 | Y | South | FC
SCEC_1_PDRP43 | CAISO System |  | 0.8 | 0.8 | 0.8 | 0.8 | 5 | 5 | 5 | 5 | 5 | 5 | 5 | 5 | Y | South | FC
SCEC_1_PDRP44 | CAISO System |  | 1.6 | 1.6 | 1.6 | 1.6 | 1.6 | 2.4 | 5 | 5 | 5 | 5 | 5 | 5 | Y | South | FC
SCEC_1_PDRP45 | CAISO System |  | 0.8 | 0.8 | 0.8 | 0.8 | 0.8 | 0.8 | 2.5 | 2.5 | 2.5 | 2.5 | 2.5 | 2.5 | Y | South | FC
SCEC_1_PDRP46 | CAISO System |  | 1.3 | 1.3 | 1.3 | 1.3 | 1.3 | 2.3 | 4.76 | 4.76 | 4.76 | 4.76 | 4.76 | 4.76 | Y | South | FC
SCEC_1_PDRP47 | CAISO System |  | 0.1 | 0.1 | 0.1 | 0.1 | 3.68 | 3.68 | 3.68 | 3.68 | 3.68 | 3.68 | 3.68 | 3.68 | Y | South | FC
SCEC_1_PDRP48 | CAISO System | SCEC_1_PDRP48 | 0.99 | 0.99 | 0.99 | 0.99 | 0.99 | 0.99 | 0.99 | 0.99 | 0.99 | 0.99 | 0.99 | 0.99 | Y | South | FC
SCEC_1_PDRP49 | CAISO System | SCEC_1_PDRP49 | 0.99 | 0.99 | 0.99 | 0.99 | 0.99 | 0.99 | 0.99 | 0.99 | 0.99 | 0.99 | 0.99 | 0.99 | Y | South | FC
SCEC_1_PDRP50 | CAISO System | SCEC_1_PDRP50 | 0.99 | 0.99 | 0.99 | 0.99 | 0.99 | 0.99 | 0.99 | 0.99 | 0.99 | 0.99 | 0.99 | 0.99 | Y | South | FC
SCEC_1_PDRP51 | CAISO System | SCEC_1_PDRP51 | 0.99 | 0.99 | 0.99 | 0.99 | 0.99 | 0.99 | 0.99 | 0.99 | 0.99 | 0.99 | 0.99 | 0.99 | Y | South | FC
SCEC_1_PDRP52 | CAISO System | SCEC_1_PDRP52 | 0.99 | 0.99 | 0.99 | 0.99 | 0.99 | 0.99 | 0.99 | 0.99 | 0.99 | 0.99 | 0.99 | 0.99 | Y | South | FC
SCEC_1_PDRP53 | CAISO System | SCEC_1_PDRP53 | 0.99 | 0.99 | 0.99 | 0.99 | 0.99 | 0.99 | 0.99 | 0.99 | 0.99 | 0.99 | 0.99 | 0.99 | Y | South | FC
SCEC_1_PDRP54 | CAISO System | SCEC_1_PDRP54 | 0.99 | 0.99 | 0.99 | 0.99 | 0.99 | 0.99 | 0.99 | 0.99 | 0.99 | 0.99 | 0.99 | 0.99 | Y | South | FC
SCEC_1_PDRP55 | CAISO System | SCEC_1_PDRP55 | 0.99 | 0.99 | 0.99 | 0.99 | 0.99 | 0.99 | 0.99 | 0.99 | 0.99 | 0.99 | 0.99 | 0.99 | Y | South | FC
SCEC_1_PDRP56 | CAISO System | SCEC_1_PDRP56 | 4 | 4 | 4 | 4 | 4 | 4 | 4 | 4 | 4 | 4 | 4 | 4 | Y | South | FC
SCEC_1_PDRP57 | CAISO System | PDR-H SCEC | 0.3 | 0.5 | 0.5 | 0.5 | 0.5 | 0.5 | 0.5 | 0.5 | 0.5 | 0.5 | 0.5 | 0.5 | Y | South | FC
SCEC_1_PDRP59 | CAISO System |  | 4 | 4 | 4 | 4 | 4 | 4 | 4 | 4 | 4 | 4 | 4 | 4 | Y | South | FC
SCEC_1_PDRP61 | CAISO System | SCEC_1_PDRP61 | 0.99 | 0.99 | 0.99 | 0.99 | 0.99 | 0.99 | 0.99 | 0.99 | 0.99 | 0.99 | 0.99 | 0.99 | Y | South | FC
SCEC_1_PDRP62 | CAISO System | SCEC_1_PDRP62 | 0.99 | 0.99 | 0.99 | 0.99 | 0.99 | 0.99 | 0.99 | 0.99 | 0.99 | 0.99 | 0.99 | 0.99 | Y | South | FC
SCEC_1_PDRP63 | CAISO System | SCEC_1_PDRP63 | 0.99 | 0.99 | 0.99 | 0.99 | 0.99 | 0.99 | 0.99 | 0.99 | 0.99 | 0.99 | 0.99 | 0.99 | Y | South | FC
SCEC_1_PDRP64 | CAISO System | SCEC_1_PDRP64 | 0.99 | 0.99 | 0.99 | 0.99 | 0.99 | 0.99 | 0.99 | 0.99 | 0.99 | 0.99 | 0.99 | 0.99 | Y | South | FC
SCEC_1_PDRP65 | CAISO System | SCEC_1_PDRP65 | 0.99 | 0.99 | 0.99 | 0.99 | 0.99 | 0.99 | 0.99 | 0.99 | 0.99 | 0.99 | 0.99 | 0.99 | Y | South | FC
SCEC_1_PDRP66 | CAISO System | SCEC_1_PDRP66 | 0.99 | 0.99 | 0.99 | 0.99 | 0.99 | 0.99 | 0.99 | 0.99 | 0.99 | 0.99 | 0.99 | 0.99 | Y | South | FC
SCEC_1_PDRP67 | CAISO System | SCEC_1_PDRP67 | 0.99 | 0.99 | 0.99 | 0.99 | 0.99 | 0.99 | 0.99 | 0.99 | 0.99 | 0.99 | 0.99 | 0.99 | Y | South | FC
SCEC_1_PDRP68 | CAISO System | SCEC_1_PDRP68 | 0.99 | 0.99 | 0.99 | 0.99 | 0.99 | 0.99 | 0.99 | 0.99 | 0.99 | 0.99 | 0.99 | 0.99 | Y | South | FC
SCEC_1_PDRP69 | CAISO System | SCEC_1_PDRP69 | 0.99 | 0.99 | 0.99 | 0.99 | 0.99 | 0.99 | 0.99 | 0.99 | 0.99 | 0.99 | 0.99 | 0.99 | Y | South | FC
SCEC_1_PDRP70 | CAISO System | SCEC_1_PDRP70 | 0.99 | 0.99 | 0.99 | 0.99 | 0.99 | 0.99 | 0.99 | 0.99 | 0.99 | 0.99 | 0.99 | 0.99 | Y | South | FC
SCEC_1_PDRP71 | CAISO System | SCEC_1_PDRP71 | 0.99 | 0.99 | 0.99 | 0.99 | 0.99 | 0.99 | 0.99 | 0.99 | 0.99 | 0.99 | 0.99 | 0.99 | Y | South | FC
SCEC_1_PDRP72 | CAISO System | SCEC_1_PDRP72 | 0.99 | 0.99 | 0.99 | 0.99 | 0.99 | 0.99 | 0.99 | 0.99 | 0.99 | 0.99 | 0.99 | 0.99 | Y | South | FC
SCEC_1_PDRP73 | CAISO System | SCEC_1_PDRP73 | 0.99 | 0.99 | 0.99 | 0.99 | 0.99 | 0.99 | 0.99 | 0.99 | 0.99 | 0.99 | 0.99 | 0.99 | Y | South | FC
SCEC_1_PDRP74 | CAISO System | SCEC_1_PDRP74 | 0.99 | 0.99 | 0.99 | 0.99 | 0.99 | 0.99 | 0.99 | 0.99 | 0.99 | 0.99 | 0.99 | 0.99 | Y | South | FC
SCEC_1_PDRP75 | CAISO System | SCEC_1_PDRP75 | 0.99 | 0.99 | 0.99 | 0.99 | 0.99 | 0.99 | 0.99 | 0.99 | 0.99 | 0.99 | 0.99 | 0.99 | Y | South | FC
SCEC_1_PDRP76 | CAISO System | SCEC_1_PDRP76 | 0.99 | 0.99 | 0.99 | 0.99 | 0.99 | 0.99 | 0.99 | 0.99 | 0.99 | 0.99 | 0.99 | 0.99 | Y | South | FC
SCEC_1_PDRP77 | CAISO System | SCEC_1_PDRP77 | 0.99 | 0.99 | 0.99 | 0.99 | 0.99 | 0.99 | 0.99 | 0.99 | 0.99 | 0.99 | 0.99 | 0.99 | Y | South | FC
SCEC_1_PDRP78 | CAISO System | SCEC_1_PDRP78 | 0.99 | 0.99 | 0.99 | 0.99 | 0.99 | 0.99 | 0.99 | 0.99 | 0.99 | 0.99 | 0.99 | 0.99 | Y | South | FC
SCEC_1_PDRP79 | CAISO System | SCEC_1_PDRP79 | 0.99 | 0.99 | 0.99 | 0.99 | 0.99 | 0.99 | 0.99 | 0.99 | 0.99 | 0.99 | 0.99 | 0.99 | Y | South | FC
SCEC_1_PDRP80 | CAISO System | SCEC_1_PDRP80 | 0.99 | 0.99 | 0.99 | 0.99 | 0.99 | 0.99 | 0.99 | 0.99 | 0.99 | 0.99 | 0.99 | 0.99 | Y | South | FC
SCEC_1_PDRP81 | CAISO System | SCEC_1_PDRP81 | 0.99 | 0.99 | 0.99 | 0.99 | 0.99 | 0.99 | 0.99 | 0.99 | 0.99 | 0.99 | 0.99 | 0.99 | Y | South | FC
SCEC_1_PDRP82 | CAISO System | SCEC_1_PDRP82 | 0.99 | 0.99 | 0.99 | 0.99 | 0.99 | 0.99 | 0.99 | 0.99 | 0.99 | 0.99 | 0.99 | 0.99 | Y | South | FC
SCEC_1_PDRP83 | CAISO System | SCEC_1_PDRP83 | 0.99 | 0.99 | 0.99 | 0.99 | 0.99 | 0.99 | 0.99 | 0.99 | 0.99 | 0.99 | 0.99 | 0.99 | Y | South | FC
SCEC_1_PDRP84 | CAISO System | SCEC_1_PDRP84 | 0.99 | 0.99 | 0.99 | 0.99 | 0.99 | 0.99 | 0.99 | 0.99 | 0.99 | 0.99 | 0.99 | 0.99 | Y | South | FC
SCEC_1_PDRP85 | CAISO System | SCEC_1_PDRP85 | 0.99 | 0.99 | 0.99 | 0.99 | 0.99 | 0.99 | 0.99 | 0.99 | 0.99 | 0.99 | 0.99 | 0.99 | Y | South | FC
SCEC_1_PDRP86 | CAISO System | SCEC_1_PDRP86 | 0.99 | 0.99 | 0.99 | 0.99 | 0.99 | 0.99 | 0.99 | 0.99 | 0.99 | 0.99 | 0.99 | 0.99 | Y | South | FC
SCEC_1_PDRP87 | CAISO System | SCEC_1_PDRP87 | 0.99 | 0.99 | 0.99 | 0.99 | 0.99 | 0.99 | 0.99 | 0.99 | 0.99 | 0.99 | 0.99 | 0.99 | Y | South | FC
SCEC_1_PDRP88 | CAISO System | SCEC_1_PDRP88 | 0.99 | 0.99 | 0.99 | 0.99 | 0.99 | 0.99 | 0.99 | 0.99 | 0.99 | 0.99 | 0.99 | 0.99 | Y | South | FC
SCEC_1_PDRP89 | CAISO System | SCEC_1_PDRP89 | 0.99 | 0.99 | 0.99 | 0.99 | 0.99 | 0.99 | 0.99 | 0.99 | 0.99 | 0.99 | 0.99 | 0.99 | Y | South | FC
SCEC_1_PDRP90 | CAISO System | SCEC_1_PDRP90 | 0.99 | 0.99 | 0.99 | 0.99 | 0.99 | 0.99 | 0.99 | 0.99 | 0.99 | 0.99 | 0.99 | 0.99 | Y | South | FC
SCEC_1_PDRP91 | CAISO System | SCEC_1_PDRP91 | 0.99 | 0.99 | 0.99 | 0.99 | 0.99 | 0.99 | 0.99 | 0.99 | 0.99 | 0.99 | 0.99 | 0.99 | Y | South | FC
SCEC_1_PDRP92 | CAISO System | SCEC_1_PDRP92 | 0.99 | 0.99 | 0.99 | 0.99 | 0.99 | 0.99 | 0.99 | 0.99 | 0.99 | 0.99 | 0.99 | 0.99 | Y | South | FC
SCEC_1_PDRP93 | CAISO System | SCEC_1_PDRP93 | 0.99 | 0.99 | 0.99 | 0.99 | 0.99 | 0.99 | 0.99 | 0.99 | 0.99 | 0.99 | 0.99 | 0.99 | Y | South | FC
SCEC_1_PDRP94 | CAISO System | SCEC_1_PDRP94 | 0.99 | 0.99 | 0.99 | 0.99 | 0.99 | 0.99 | 0.99 | 0.99 | 0.99 | 0.99 | 0.99 | 0.99 | Y | South | FC
SCEC_1_PDRP95 | CAISO System | SCEC_1_PDRP95 | 0.99 | 0.99 | 0.99 | 0.99 | 0.99 | 0.99 | 0.99 | 0.99 | 0.99 | 0.99 | 0.99 | 0.99 | Y | South | FC
SCEC_1_PDRP96 | CAISO System | SCEC_1_PDRP96 | 0.99 | 0.99 | 0.99 | 0.99 | 0.99 | 0.99 | 0.99 | 0.99 | 0.99 | 0.99 | 0.99 | 0.99 | Y | South | FC
SCEC_1_PDRP97 | CAISO System | SCEC_1_PDRP97 | 0.99 | 0.99 | 0.99 | 0.99 | 0.99 | 0.99 | 0.99 | 0.99 | 0.99 | 0.99 | 0.99 | 0.99 | Y | South | FC
SCEC_1_PDRP98 | CAISO System | SCEC_1_PDRP98 | 0.99 | 0.99 | 0.99 | 0.99 | 0.99 | 0.99 | 0.99 | 0.99 | 0.99 | 0.99 | 0.99 | 0.99 | Y | South | FC
SCEC_1_PDRP99 | CAISO System | SCEC_1_PDRP99 | 0.99 | 0.99 | 0.99 | 0.99 | 0.99 | 0.99 | 0.99 | 0.99 | 0.99 | 0.99 | 0.99 | 0.99 | Y | South | FC
SCEN_6_PDRP01 | CAISO System | SCEN_6_PDRP01 | 0.24 | 0.26 | 0.28 | 0.53 | 0.7 | 1.1 | 1.43 | 1.48 | 1.02 | 0.73 | 0.45 | 0.24 | Y | South | FC
SCEN_6_PDRP02 | CAISO System | SCEN_6_PDRP02 | 0.99 | 0.99 | 0.99 | 0.99 | 0.99 | 0.99 | 0.99 | 0.99 | 0.99 | 0.99 | 0.99 | 0.99 | Y | South | FC
SCEN_6_PDRP03 | CAISO System | SCEN_6_PDRP03 | 0.99 | 0.99 | 0.99 | 0.99 | 0.99 | 0.99 | 0.99 | 0.99 | 0.99 | 0.99 | 0.99 | 0.99 | Y | South | FC
SCEN_6_PDRP06 | CAISO System | SCEN_6_PDRP06 | 0.99 | 0.99 | 0.99 | 0.99 | 0.99 | 0.99 | 0.99 | 0.99 | 0.99 | 0.99 | 0.99 | 0.99 | Y | South | FC
SCEN_6_PDRP07 | CAISO System | SCEN_6_PDRP07 | 0.99 | 0.99 | 0.99 | 0.99 | 0.99 | 0.99 | 0.99 | 0.99 | 0.99 | 0.99 | 0.99 | 0.99 | Y | South | FC
SCEN_6_PDRP08 | CAISO System | SCEN_6_PDRP08 | 0.99 | 0.99 | 0.99 | 0.99 | 0.99 | 0.99 | 0.99 | 0.99 | 0.99 | 0.99 | 0.99 | 0.99 | Y | South | FC
SCEN_6_PDRP09 | CAISO System | SCEN_6_PDRP09 | 0.99 | 0.99 | 0.99 | 0.99 | 0.99 | 0.99 | 0.99 | 0.99 | 0.99 | 0.99 | 0.99 | 0.99 | Y | South | FC
SCEN_6_PDRP100 | CAISO System |  | JUN: 0.8; JUL: 0.8; AUG: 0.8; SEP: 0.8; OCT: 0.8; NOV: 0.8; DEC: 0.8 | Y | South | FC
SCEN_6_PDRP101 | CAISO System |  | JUL: 0.99; AUG: 0.99; SEP: 0.99; OCT: 0.99; NOV: 0.99; DEC: 0.99 | Y | South | FC
SCEN_6_PDRP11 | CAISO System | SCEN_6_PDRP11 | 0.99 | 0.99 | 0.99 | 0.99 | 0.99 | 0.99 | 0.99 | 0.99 | 0.99 | 0.99 | 0.99 | 0.99 | Y | South | FC
SCEN_6_PDRP14 | CAISO System | SCEN_6_PDRP14 | 0.99 | 0.99 | 0.99 | 0.99 | 0.99 | 0.99 | 0.99 | 0.99 | 0.99 | 0.99 | 0.99 | 0.99 | Y | South | FC
SCEN_6_PDRP15 | CAISO System | SCEN_6_PDRP15 | 0.99 | 0.99 | 0.99 | 0.99 | 0.99 | 0.99 | 0.99 | 0.99 | 0.99 | 0.99 | 0.99 | 0.99 | Y | South | FC
SCEN_6_PDRP18 | CAISO System | PDR-D SCEN LLAN | 0.99 | 0.99 | 0.99 | 0.99 | 0.99 | 0.99 | 0.99 | 0.99 | 0.99 | 0.99 | 0.99 | 0.99 | Y | South | FC
SCEN_6_PDRP19 | CAISO System |  | 0.6 | 0.6 | 0.6 | 0.6 | 0.6 | 0.6 | 0.6 | 0.6 | 0.6 | 0.6 | 0.6 | 0.6 | Y | South | FC
SCEN_6_PDRP20 | CAISO System | PDRP-D SCEN EPA | 0.99 | 0.99 | 0.99 | 0.99 | 0.99 | 0.99 | 0.99 | 0.99 | 0.99 | 0.99 | 0.99 | 0.99 | Y | South | FC
SCEN_6_PDRP21 | CAISO System |  | 0.5 | 0.5 | 0.5 | 0.5 | 0.5 | 0.6 | 0.75 | 1.1 | 1.1 | 1.1 | 1.1 | 1.1 | Y | South | FC
SCEN_6_PDRP22 | CAISO System |  | 0.2 | 0.2 | 0.2 | 0.2 | 0.2 | 0.3 | 1.5 | 1.5 | 1.5 | 1.5 | 1.5 | 1.5 | Y | South | FC
SCEN_6_PDRP23 | CAISO System |  | 0.5 | 0.5 | 0.5 | 0.5 | 3.5 | 3.5 | 3.5 | 3.5 | 3.5 | 3.5 | 3.5 | 3.5 | Y | South | FC
SCEN_6_PDRP24 | CAISO System |  | 0.4 | 0.4 | 0.4 | 0.4 | 0.4 | 1 | 1.2 | 1.2 | 1.2 | 1.2 | 1.2 | 1.2 | Y | South | FC
SCEN_6_PDRP25 | CAISO System |  | 0.35 | 0.35 | 0.35 | 0.35 | 0.35 | 0.35 | 0.42 | 0.42 | 0.42 | 0.42 | 0.42 | 0.42 | Y | South | FC
SCEN_6_PDRP27 | CAISO System | SCEN_6_PDRP27 | 0.25 | 0.26 | 0.28 | 0.53 | 0.69 | 1.11 | 1.43 | 1.47 | 1.02 | 0.73 | 0.45 | 0.25 | Y | South | FC
SCEN_6_PDRP29 | CAISO System | SCEN_6_PDRP29 | 0.99 | 0.99 | 0.99 | 0.99 | 0.99 | 0.99 | 0.99 | 0.99 | 0.99 | 0.99 | 0.99 | 0.99 | Y | South | FC
SCEN_6_PDRP30 | CAISO System | SCEN_6_PDRP30 | 0.99 | 0.99 | 0.99 | 0.99 | 0.99 | 0.99 | 0.99 | 0.99 | 0.99 | 0.99 | 0.99 | 0.99 | Y | South | FC
SCEN_6_PDRP31 | CAISO System | SCEN_6_PDRP03 | 0.99 | 0.99 | 0.99 | 0.99 | 0.99 | 0.99 | 0.99 | 0.99 | 0.99 | 0.99 | 0.99 | 0.99 | Y | South | FC
SCEN_6_PDRP32 | CAISO System | SCEN_6_PDRP32 | 0.99 | 0.99 | 0.99 | 0.99 | 0.99 | 0.99 | 0.99 | 0.99 | 0.99 | 0.99 | 0.99 | 0.99 | Y | South | FC
SCEN_6_PDRP33 | CAISO System | SCEN_6_PDRP33 | 0.99 | 0.99 | 0.99 | 0.99 | 0.99 | 0.99 | 0.99 | 0.99 | 0.99 | 0.99 | 0.99 | 0.99 | Y | South | FC
SCEN_6_PDRP34 | CAISO System | SCEN_6_PDRP34 | 0.99 | 0.99 | 0.99 | 0.99 | 0.99 | 0.99 | 0.99 | 0.99 | 0.99 | 0.99 | 0.99 | 0.99 | Y | South | FC
SCEN_6_PDRP35 | CAISO System | SCEN_6_PDRP35 | 0.99 | 0.99 | 0.99 | 0.99 | 0.99 | 0.99 | 0.99 | 0.99 | 0.99 | 0.99 | 0.99 | 0.99 | Y | South | FC
SCEN_6_PDRP36 | CAISO System | SCEN_6_PDRP36 | 0.99 | 0.99 | 0.99 | 0.99 | 0.99 | 0.99 | 0.99 | 0.99 | 0.99 | 0.99 | 0.99 | 0.99 | Y | South | FC
SCEN_6_PDRP37 | CAISO System | SCEN_6_PDRP37 | 0.99 | 0.99 | 0.99 | 0.99 | 0.99 | 0.99 | 0.99 | 0.99 | 0.99 | 0.99 | 0.99 | 0.99 | Y | South | FC
SCEN_6_PDRP38 | CAISO System | SCEN_6_PDRP38 | 0.99 | 0.99 | 0.99 | 0.99 | 0.99 | 0.99 | 0.99 | 0.99 | 0.99 | 0.99 | 0.99 | 0.99 | Y | South | FC
SCEN_6_PDRP39 | CAISO System | SCEN_6_PDRP39 | 0.99 | 0.99 | 0.99 | 0.99 | 0.99 | 0.99 | 0.99 | 0.99 | 0.99 | 0.99 | 0.99 | 0.99 | Y | South | FC
SCEN_6_PDRP40 | CAISO System | SCEN_6_PDRP40 | 0.99 | 0.99 | 0.99 | 0.99 | 0.99 | 0.99 | 0.99 | 0.99 | 0.99 | 0.99 | 0.99 | 0.99 | Y | South | FC
SCEN_6_PDRP41 | CAISO System | SCEN_6_PDRP41 | 0.99 | 0.99 | 0.99 | 0.99 | 0.99 | 0.99 | 0.99 | 0.99 | 0.99 | 0.99 | 0.99 | 0.99 | Y | South | FC
SCEN_6_PDRP42 | CAISO System | SCEN_6_PDRP42 | 0.99 | 0.99 | 0.99 | 0.99 | 0.99 | 0.99 | 0.99 | 0.99 | 0.99 | 0.99 | 0.99 | 0.99 | Y | South | FC
SCEN_6_PDRP43 | CAISO System | SCEN_6_PDRP43 | 0.99 | 0.99 | 0.99 | 0.99 | 0.99 | 0.99 | 0.99 | 0.99 | 0.99 | 0.99 | 0.99 | 0.99 | Y | South | FC
SCEN_6_PDRP44 | CAISO System | SCEN_6_PDRP44 | 0.99 | 0.99 | 0.99 | 0.99 | 0.99 | 0.99 | 0.99 | 0.99 | 0.99 | 0.99 | 0.99 | 0.99 | Y | South | FC
SCEN_6_PDRP45 | CAISO System | SCEN_6_PDRP45 | 0.99 | 0.99 | 0.99 | 0.99 | 0.99 | 0.99 | 0.99 | 0.99 | 0.99 | 0.99 | 0.99 | 0.99 | Y | South | FC
SCEN_6_PDRP46 | CAISO System | SCEN_6_PDRP46 | 0.99 | 0.99 | 0.99 | 0.99 | 0.99 | 0.99 | 0.99 | 0.99 | 0.99 | 0.99 | 0.99 | 0.99 | Y | South | FC
SCEN_6_PDRP47 | CAISO System | SCEN_6_PDRP47 | 0.99 | 0.99 | 0.99 | 0.99 | 0.99 | 0.99 | 0.99 | 0.99 | 0.99 | 0.99 | 0.99 | 0.99 | Y | South | FC
SCEN_6_PDRP48 | CAISO System | SCEN_6_PDRP48 | 0.99 | 0.99 | 0.99 | 0.99 | 0.99 | 0.99 | 0.99 | 0.99 | 0.99 | 0.99 | 0.99 | 0.99 | Y | South | FC
SCEN_6_PDRP49 | CAISO System | SCEN_6_PDRP49 | 0.99 | 0.99 | 0.99 | 0.99 | 0.99 | 0.99 | 0.99 | 0.99 | 0.99 | 0.99 | 0.99 | 0.99 | Y | South | FC
SCEN_6_PDRP50 | CAISO System | SCEN_6_PDRP50 | 0.99 | 0.99 | 0.99 | 0.99 | 0.99 | 0.99 | 0.99 | 0.99 | 0.99 | 0.99 | 0.99 | 0.99 | Y | South | FC
SCEN_6_PDRP51 | CAISO System | SCEN_6_PDRP51 | 0.99 | 0.99 | 0.99 | 0.99 | 0.99 | 0.99 | 0.99 | 0.99 | 0.99 | 0.99 | 0.99 | 0.99 | Y | South | FC
SCEN_6_PDRP52 | CAISO System | SCEN_6_PDRP52 | 0.99 | 0.99 | 0.99 | 0.99 | 0.99 | 0.99 | 0.99 | 0.99 | 0.99 | 0.99 | 0.99 | 0.99 | Y | South | FC
SCEN_6_PDRP53 | CAISO System | SCEN_6_PDRP53 | 0.99 | 0.99 | 0.99 | 0.99 | 0.99 | 0.99 | 0.99 | 0.99 | 0.99 | 0.99 | 0.99 | 0.99 | Y | South | FC
SCEN_6_PDRP54 | CAISO System | SCEN_6_PDRP54 | 0.99 | 0.99 | 0.99 | 0.99 | 0.99 | 0.99 | 0.99 | 0.99 | 0.99 | 0.99 | 0.99 | 0.99 | Y | South | FC
SCEN_6_PDRP55 | CAISO System | SCEN_6_PDRP55 | 0.99 | 0.99 | 0.99 | 0.99 | 0.99 | 0.99 | 0.99 | 0.99 | 0.99 | 0.99 | 0.99 | 0.99 | Y | South | FC
SCEN_6_PDRP56 | CAISO System | SCEN_6_PDRP56 | 0.99 | 0.99 | 0.99 | 0.99 | 0.99 | 0.99 | 0.99 | 0.99 | 0.99 | 0.99 | 0.99 | 0.99 | Y | South | FC
SCEN_6_PDRP58 | CAISO System | SCEN_6_PDRP58 | 0.99 | 0.99 | 0.99 | 0.99 | 0.99 | 0.99 | 0.99 | 0.99 | 0.99 | 0.99 | 0.99 | 0.99 | Y | South | FC
SCEN_6_PDRP59 | CAISO System | SCEN_6_PDRP59 | 0.99 | 0.99 | 0.99 | 0.99 | 0.99 | 9.99 | 9.99 | 9.99 | 9.99 | 9.99 | 9.99 | 9.99 | Y | South | FC
SCEN_6_PDRP60 | CAISO System | SCEN_6_PDRP60 | 0.99 | 0.99 | 0.99 | 0.99 | 0.99 | 0.99 | 0.99 | 0.99 | 0.99 | 0.99 | 0.99 | 0.99 | Y | South | FC
SCEN_6_PDRP61 | CAISO System | SCEN_6_PDRP61 | 0.99 | 0.99 | 0.99 | 0.99 | 0.99 | 0.99 | 0.99 | 0.99 | 0.99 | 0.99 | 0.99 | 0.99 | Y | South | FC
SCEN_6_PDRP62 | CAISO System | SCEN_6_PDRP62 | 9.99 | 9.99 | 9.99 | 9.99 | 9.99 | 9.99 | 9.99 | 9.99 | 9.99 | 9.99 | 9.99 | 9.99 | Y | South | FC
SCEN_6_PDRP63 | CAISO System | SCEN_6_PDRP63 | 9.99 | 9.99 | 9.99 | 9.99 | 9.99 | 9.99 | 9.99 | 9.99 | 9.99 | 9.99 | 9.99 | 9.99 | Y | South | FC
SCEN_6_PDRP76 | CAISO System | SCEN_6_PDRP76 | 0.99 | 0.99 | 0.99 | 0.99 | 0.99 | 0.99 | 0.99 | 0.99 | 0.99 | 0.99 | 0.99 | 0.99 | Y | South | FC
SCEN_6_PDRP79 | CAISO System |  | JUN: 2.41; JUL: 2.41; AUG: 2.41; SEP: 3; OCT: 2.7; NOV: 2.7; DEC: 2.7 | Y | South | FC
SCEN_6_PDRP80 | CAISO System |  | JUN: 0.99; JUL: 0.99; AUG: 0.99; SEP: 0.99; OCT: 0.99; NOV: 0.99; DEC: 0.99 | Y | South | FC
SCEN_6_PDRP81 | CAISO System |  | JUN: 0.99; JUL: 0.99; AUG: 0.99; SEP: 0.99; OCT: 0.99; NOV: 0.99; DEC: 0.99 | Y | South | FC
SCEN_6_PDRP82 | CAISO System |  | JUN: 0.99; JUL: 0.99; AUG: 0.99; SEP: 0.99; OCT: 0.99; NOV: 0.99; DEC: 0.99 | Y | South | FC
SCEN_6_PDRP83 | CAISO System |  | JUN: 1.5; JUL: 1.5; AUG: 1.5; SEP: 1.5; OCT: 1.5; NOV: 1.5; DEC: 1.5 | Y | South | FC
SCEN_6_PDRP84 | CAISO System |  | JUL: 0.99; AUG: 0.99; SEP: 0.99; OCT: 0.99; NOV: 0.99; DEC: 0.99 | Y | South | FC
SCEN_6_PDRP85 | CAISO System |  | JUL: 0.99; AUG: 0.99; SEP: 0.99; OCT: 0.99; NOV: 0.99; DEC: 0.99 | Y | South | FC
SCEN_6_PDRP86 | CAISO System |  | JUL: 0.99; AUG: 0.99; SEP: 0.99; OCT: 0.99; NOV: 0.99; DEC: 0.99 | Y | South | FC
SCEN_6_PDRP87 | CAISO System |  | JUL: 0.99; AUG: 0.99; SEP: 0.99; OCT: 0.99; NOV: 0.99; DEC: 0.99 | Y | South | FC
SCEN_6_PDRP88 | CAISO System |  | JUL: 0.99; AUG: 0.99; SEP: 0.99; OCT: 0.99; NOV: 0.99; DEC: 0.99 | Y | South | FC
SCEN_6_PDRP89 | CAISO System |  | JUL: 0.99; AUG: 0.99; SEP: 0.99; OCT: 0.99; NOV: 0.99; DEC: 0.99 | Y | South | FC
SCEN_6_PDRP90 | CAISO System |  | JUN: 5; JUL: 5; AUG: 5; SEP: 5; OCT: 5; NOV: 5; DEC: 5 | Y | South | FC
SCEN_6_PDRP91 | CAISO System |  | JUL: 0.99; AUG: 0.99; SEP: 0.99; OCT: 0.99; NOV: 0.99; DEC: 0.99 | Y | South | FC
SCEN_6_PDRP92 | CAISO System |  | JUL: 0.99; AUG: 0.99; SEP: 0.99; OCT: 0.99; NOV: 0.99; DEC: 0.99 | Y | South | FC
SCEN_6_PDRP93 | CAISO System |  | JUL: 0.99; AUG: 0.99; SEP: 0.99; OCT: 0.99; NOV: 0.99; DEC: 0.99 | Y | South | FC
SCEN_6_PDRP94 | CAISO System |  | JUL: 0.99; AUG: 0.99; SEP: 0.99; OCT: 0.99; NOV: 0.99; DEC: 0.99 | Y | South | FC
SCEN_6_PDRP95 | CAISO System |  | JUL: 0.99; AUG: 0.99; SEP: 0.99; OCT: 0.99; NOV: 0.99; DEC: 0.99 | Y | South | FC
SCEN_6_PDRP96 | CAISO System |  | JUL: 0.99; AUG: 0.99; SEP: 0.99; OCT: 0.99; NOV: 0.99; DEC: 0.99 | Y | South | FC
SCEN_6_PDRP97 | CAISO System |  | JUL: 0.99; AUG: 0.99; SEP: 0.99; OCT: 0.99; NOV: 0.99; DEC: 0.99 | Y | South | FC
SCEN_6_PDRP98 | CAISO System |  | JUL: 0.99; AUG: 0.99; SEP: 0.99; OCT: 0.99; NOV: 0.99; DEC: 0.99 | Y | South | FC
SCEN_6_PDRP99 | CAISO System |  | JUL: 0.99; AUG: 0.99; SEP: 0.99; OCT: 0.99; NOV: 0.99; DEC: 0.99 | Y | South | FC
SCEW_2_PDRP100 | CAISO System | SCEW_2_PDRP100 | 0.99 | 0.99 | 0.99 | 0.99 | 0.99 | 0.99 | 0.99 | 0.99 | 0.99 | 0.99 | 0.99 | 0.99 | Y | South | FC
SCEW_2_PDRP101 | CAISO System | SCEW_2_PDRP101 | 0.99 | 0.99 | 0.99 | 0.99 | 0.99 | 0.99 | 0.99 | 0.99 | 0.99 | 0.99 | 0.99 | 0.99 | Y | South | FC
SCEW_2_PDRP102 | CAISO System | SCEW_2_PDRP102 | 0.99 | 0.99 | 0.99 | 0.99 | 0.99 | 0.99 | 0.99 | 0.99 | 0.99 | 0.99 | 0.99 | 0.99 | Y | South | FC
SCEW_2_PDRP103 | CAISO System | SCEW_2_PDRP103 | 0.99 | 0.99 | 0.99 | 0.99 | 0.99 | 0.99 | 0.99 | 0.99 | 0.99 | 0.99 | 0.99 | 0.99 | Y | South | FC
SCEW_2_PDRP104 | CAISO System | SCEW_2_PDRP104 | 0.99 | 0.99 | 0.99 | 0.99 | 0.99 | 0.99 | 0.99 | 0.99 | 0.99 | 0.99 | 0.99 | 0.99 | Y | South | FC
SCEW_2_PDRP105 | CAISO System | SCEW_2_PDRP105 | 0.99 | 0.99 | 0.99 | 0.99 | 0.99 | 0.99 | 0.99 | 0.99 | 0.99 | 0.99 | 0.99 | 0.99 | Y | South | FC
SCEW_2_PDRP106 | CAISO System | SCEW_2_PDRP106 | 0.99 | 0.99 | 0.99 | 0.99 | 0.99 | 9.99 | 9.99 | 9.99 | 9.99 | 9.99 | 9.99 | 9.99 | Y | South | FC
SCEW_2_PDRP107 | CAISO System | SCEW_2_PDRP107 | 0.99 | 0.99 | 0.99 | 0.99 | 0.99 | 0.99 | 0.99 | 0.99 | 0.99 | 0.99 | 0.99 | 0.99 | Y | South | FC
SCEW_2_PDRP108 | CAISO System | SCEW_2_PDRP108 | 9.99 | 9.99 | 9.99 | 9.99 | 9.99 | 9.99 | 9.99 | 9.99 | 9.99 | 9.99 | 9.99 | 9.99 | Y | South | FC
SCEW_2_PDRP109 | CAISO System | SCEW_2_PDRP109 | 0.99 | 0.99 | 0.99 | 0.99 | 0.99 | 0.99 | 0.99 | 0.99 | 0.99 | 0.99 | 0.99 | 0.99 | Y | South | FC
SCEW_2_PDRP110 | CAISO System | SCEW_2_PDRP110 | 0.99 | 0.99 | 0.99 | 0.99 | 0.99 | 0.99 | 0.99 | 0.99 | 0.99 | 0.99 | 0.99 | 0.99 | Y | South | FC
SCEW_2_PDRP111 | CAISO System | SCEW_2_PDRP111 | 0.99 | 0.99 | 0.99 | 0.99 | 0.99 | 0.99 | 0.99 | 0.99 | 0.99 | 0.99 | 0.99 | 0.99 | Y | South | FC
SCEW_2_PDRP112 | CAISO System | SCEW_2_PDRP112 | 0.99 | 0.99 | 0.99 | 0.99 | 0.99 | 0.99 | 0.99 | 0.99 | 0.99 | 0.99 | 0.99 | 0.99 | Y | South | FC
SCEW_2_PDRP113 | CAISO System |  | 0.45 | 0.45 | 0.45 | 0.45 | 0.45 | 0.45 | 0.45 | 0.45 | 0.45 | 0.45 | 0.45 | 0.45 | Y | South | FC
SCEW_2_PDRP117 | CAISO System | SCEW_2_PDRP117 | 0.99 | 0.99 | 0.99 | 0.99 | 0.99 | 0.99 | 0.99 | 0.99 | 0.99 | 0.99 | 0.99 | 0.99 | Y | South | FC
SCEW_2_PDRP124 | CAISO System | SCEW_2_PDRP124 | 0.99 | 0.99 | 0.99 | 0.99 | 0.99 | 0.99 | 0.99 | 0.99 | 0.99 | 0.99 | 0.99 | 0.99 | Y | South | FC
SCEW_2_PDRP126 | CAISO System |  | JUL: 0.99; AUG: 0.99; SEP: 0.99; OCT: 0.99; NOV: 0.99; DEC: 0.99 | Y | South | FC
SCEW_2_PDRP127 | CAISO System |  | JUL: 0.99; AUG: 0.99; SEP: 0.99; OCT: 0.99; NOV: 0.99; DEC: 0.99 | Y | South | FC
SCEW_2_PDRP128 | CAISO System |  | JUL: 0.99; AUG: 0.99; SEP: 0.99; OCT: 0.99; NOV: 0.99; DEC: 0.99 | Y | South | FC
SCEW_2_PDRP129 | CAISO System |  | JUL: 0.99; AUG: 0.99; SEP: 0.99; OCT: 0.99; NOV: 0.99; DEC: 0.99 | Y | South | FC
SCEW_2_PDRP130 | CAISO System |  | JUN: 0.99; JUL: 0.99; AUG: 0.99; SEP: 0.99; OCT: 0.99; NOV: 0.99; DEC: 0.99 | Y | South | FC
SCEW_2_PDRP131 | CAISO System |  | JUN: 0.99; JUL: 0.99; AUG: 0.99; SEP: 0.99; OCT: 0.99; NOV: 0.99; DEC: 0.99 | Y | South | FC
SCEW_2_PDRP132 | CAISO System |  | JUL: 0.99; AUG: 0.99; SEP: 0.99; OCT: 0.99; NOV: 0.99; DEC: 0.99 | Y | South | FC
SCEW_2_PDRP133 | CAISO System |  | JUL: 0.99; AUG: 0.99; SEP: 0.99; OCT: 0.99; NOV: 0.99; DEC: 0.99 | Y | South | FC
SCEW_2_PDRP15 | CAISO System | PDR-F SCEW | 1.4 | 1.4 | 1.4 | 1.4 | 1.4 | 1.4 | 1.4 | 1.4 | 1.4 | 1.4 | 1.4 | 1.4 | Y | South | FC
SCEW_2_PDRP165 | CAISO System |  | JUN: 3; JUL: 3; AUG: 3; SEP: 3; OCT: 3; NOV: 3; DEC: 3 | Y | South | FC
SCEW_2_PDRP168 | CAISO System |  | JUN: 5.36; JUL: 5.36; AUG: 5.36; SEP: 6.5; OCT: 5.85; NOV: 5.85; DEC: 5.85 | Y | South | FC
SCEW_2_PDRP17 | CAISO System | PDR-E SCEW | 0.99 | 0.99 | 0.99 | 0.99 | 0.99 | 0.99 | 0.99 | 0.99 | 0.99 | 0.99 | 0.99 | 0.99 | Y | South | FC
SCEW_2_PDRP170 | CAISO System |  | JUN: 8; JUL: 8; AUG: 8; SEP: 8; OCT: 8; NOV: 8; DEC: 8 | Y | South | FC
SCEW_2_PDRP171 | CAISO System |  | JUL: 0.99; AUG: 0.99; SEP: 0.99; OCT: 0.99; NOV: 0.99; DEC: 0.99 | Y | South | FC
SCEW_2_PDRP172 | CAISO System |  | JUL: 0.99; AUG: 0.99; SEP: 0.99; OCT: 0.99; NOV: 0.99; DEC: 0.99 | Y | South | FC
SCEW_2_PDRP173 | CAISO System |  | JUL: 0.99; AUG: 0.99; SEP: 0.99; OCT: 0.99; NOV: 0.99; DEC: 0.99 | Y | South | FC
SCEW_2_PDRP174 | CAISO System |  | JUL: 0.99; AUG: 0.99; SEP: 0.99; OCT: 0.99; NOV: 0.99; DEC: 0.99 | Y | South | FC
SCEW_2_PDRP175 | CAISO System |  | JUL: 0.99; AUG: 0.99; SEP: 0.99; OCT: 0.99; NOV: 0.99; DEC: 0.99 | Y | South | FC
SCEW_2_PDRP176 | CAISO System |  | SEP: 2; OCT: 2; NOV: 2; DEC: 2 | Y | South | FC
SCEW_2_PDRP19 | CAISO System | SCEW_2_PDRP19 | 1.1 | 1.05 | 1.05 | 1.24 | 1.23 | 2.22 | 3.15 | 3.33 | 1.99 | 1.37 | 1.04 | 0.85 | Y | South | FC
SCEW_2_PDRP20 | CAISO System | SCEW_2_PDRP20 | 5 | 5 | 5 | 5 | 5 | 5 | 5 | 5 | 5 | 5 | 5 | 5 | Y | South | FC
SCEW_2_PDRP24 | CAISO System | PDR-D SCEW | 2.5 | 2.5 | 2.5 | 2.5 | 2.5 | 2.5 | 2.5 | 2.5 | 2.5 | 2.5 | 2.5 | 2.5 | Y | South | FC
SCEW_2_PDRP28 | CAISO System |  | 0.8 | 0.8 | 0.8 | 0.8 | 0.8 | 0.9 | 2 | 2 | 2 | 2 | 2 | 2 | Y | South | FC
SCEW_2_PDRP31 | CAISO System |  | 1.7 | 1.7 | 1.7 | 1.7 | 1.7 | 1.7 | 2 | 2 | 2.6 | 2.6 | 2.6 | 2.6 | Y | South | FC
SCEW_2_PDRP32 | CAISO System | PDR-F SCEW SEES 1 | 0.1 | 0.1 | 0.1 | 0.1 | 0.1 | 0.1 | 0.1 | 0.1 | 0.1 | 0.1 | 0.1 | 0.1 | Y | South | FC
SCEW_2_PDRP34 | CAISO System | PDR-E SCEW 2 | 0.5 | 0.5 | 0.5 | 0.5 | 0.5 | 0.5 | 0.5 | 0.5 | 0.5 | 0.5 | 0.5 | 0.5 | Y | South | FC
SCEW_2_PDRP37 | CAISO System | SCEW_2_PDRP37 | 0.99 | 0.99 | 0.99 | 0.99 | 0.99 | 0.99 | 0.99 | 0.99 | 0.99 | 0.99 | 0.99 | 0.99 | Y | South | FC
SCEW_2_PDRP38 | CAISO System | SCEW_2_PDRP38 | 6 | 6 | 6 | 6 | 6 | 6 | 6 | 6 | 6 | 6 | 6 | 6 | Y | South | FC
SCEW_2_PDRP39 | CAISO System | SCEW_2_PDRP39 | 5 | 5 | 5 | 5 | 5 | 5 | 5 | 5 | 5 | 5 | 5 | 5 | Y | South | FC
SCEW_2_PDRP40 | CAISO System | SCEW_2_PDRP40 | 0.99 | 0.99 | 0.99 | 0.99 | 0.99 | 0.99 | 0.99 | 0.99 | 0.99 | 0.99 | 0.99 | 0.99 | Y | South | FC
SCEW_2_PDRP41 | CAISO System | SCEW_2_PDRP41 | 0.99 | 0.99 | 0.99 | 0.99 | 0.99 | 0.99 | 0.99 | 0.99 | 0.99 | 0.99 | 0.99 | 0.99 | Y | South | FC
SCEW_2_PDRP42 | CAISO System | SCEW_2_PDRP42 | 0.99 | 0.99 | 0.99 | 0.99 | 0.99 | 0.99 | 0.99 | 0.99 | 0.99 | 0.99 | 0.99 | 0.99 | Y | South | FC
SCEW_2_PDRP43 | CAISO System | SCEW_2_PDRP43 | 0.99 | 0.99 | 0.99 | 0.99 | 0.99 | 0.99 | 0.99 | 0.99 | 0.99 | 0.99 | 0.99 | 0.99 | Y | South | FC
SCEW_2_PDRP44 | CAISO System | SCEW_2_PDRP44 | 0.99 | 0.99 | 0.99 | 0.99 | 0.99 | 0.99 | 0.99 | 0.99 | 0.99 | 0.99 | 0.99 | 0.99 | Y | South | FC
SCEW_2_PDRP45 | CAISO System | SCEW_2_PDRP45 | 0.99 | 0.99 | 0.99 | 0.99 | 0.99 | 0.99 | 0.99 | 0.99 | 0.99 | 0.99 | 0.99 | 0.99 | Y | South | FC
SCEW_2_PDRP46 | CAISO System | SCEW_2_PDRP46 | 0.99 | 0.99 | 0.99 | 0.99 | 0.99 | 0.99 | 0.99 | 0.99 | 0.99 | 0.99 | 0.99 | 0.99 | Y | South | FC
SCEW_2_PDRP47 | CAISO System | SCEW_2_PDRP47 | 0.99 | 0.99 | 0.99 | 0.99 | 0.99 | 0.99 | 0.99 | 0.99 | 0.99 | 0.99 | 0.99 | 0.99 | Y | South | FC
SCEW_2_PDRP48 | CAISO System | SCEW_2_PDRP48 | 0.99 | 0.99 | 0.99 | 0.99 | 0.99 | 0.99 | 0.99 | 0.99 | 0.99 | 0.99 | 0.99 | 0.99 | Y | South | FC
SCEW_2_PDRP49 | CAISO System | SCEW_2_PDRP49 | 0.99 | 0.99 | 0.99 | 0.99 | 0.99 | 0.99 | 0.99 | 0.99 | 0.99 | 0.99 | 0.99 | 0.99 | Y | South | FC
SCEW_2_PDRP50 | CAISO System | SCEW_2_PDRP50 | 0.99 | 0.99 | 0.99 | 0.99 | 0.99 | 0.99 | 0.99 | 0.99 | 0.99 | 0.99 | 0.99 | 0.99 | Y | South | FC
SCEW_2_PDRP51 | CAISO System | SCEW_2_PDRP51 | 0.99 | 0.99 | 0.99 | 0.99 | 0.99 | 0.99 | 0.99 | 0.99 | 0.99 | 0.99 | 0.99 | 0.99 | Y | South | FC
SCEW_2_PDRP52 | CAISO System | SCEW_2_PDRP52 | 0.99 | 0.99 | 0.99 | 0.99 | 0.99 | 0.99 | 0.99 | 0.99 | 0.99 | 0.99 | 0.99 | 0.99 | Y | South | FC
SCEW_2_PDRP53 | CAISO System | SCEW_2_PDRP53 | 0.99 | 0.99 | 0.99 | 0.99 | 0.99 | 0.99 | 0.99 | 0.99 | 0.99 | 0.99 | 0.99 | 0.99 | Y | South | FC
SCEW_2_PDRP54 | CAISO System | SCEW_2_PDRP54 | 0.99 | 0.99 | 0.99 | 0.99 | 0.99 | 0.99 | 0.99 | 0.99 | 0.99 | 0.99 | 0.99 | 0.99 | Y | South | FC
SCEW_2_PDRP55 | CAISO System | SCEW_2_PDRP55 | 0.99 | 0.99 | 0.99 | 0.99 | 0.99 | 0.99 | 0.99 | 0.99 | 0.99 | 0.99 | 0.99 | 0.99 | Y | South | FC
SCEW_2_PDRP56 | CAISO System | SCEW_2_PDRP56 | 0.99 | 0.99 | 0.99 | 0.99 | 0.99 | 0.99 | 0.99 | 0.99 | 0.99 | 0.99 | 0.99 | 0.99 | Y | South | FC
SCEW_2_PDRP57 | CAISO System | SCEW_2_PDRP57 | 0.99 | 0.99 | 0.99 | 0.99 | 0.99 | 0.99 | 0.99 | 0.99 | 0.99 | 0.99 | 0.99 | 0.99 | Y | South | FC
SCEW_2_PDRP58 | CAISO System | SCEW_2_PDRP58 | 0.99 | 0.99 | 0.99 | 0.99 | 0.99 | 0.99 | 0.99 | 0.99 | 0.99 | 0.99 | 0.99 | 0.99 | Y | South | FC
SCEW_2_PDRP59 | CAISO System | SCEW_2_PDRP59 | 0.99 | 0.99 | 0.99 | 0.99 | 0.99 | 0.99 | 0.99 | 0.99 | 0.99 | 0.99 | 0.99 | 0.99 | Y | South | FC
SCEW_2_PDRP60 | CAISO System | SCEW_2_PDRP60 | 0.99 | 0.99 | 0.99 | 0.99 | 0.99 | 0.99 | 0.99 | 0.99 | 0.99 | 0.99 | 0.99 | 0.99 | Y | South | FC
SCEW_2_PDRP61 | CAISO System | SCEW_2_PDRP61 | 0.99 | 0.99 | 0.99 | 0.99 | 0.99 | 0.99 | 0.99 | 0.99 | 0.99 | 0.99 | 0.99 | 0.99 | Y | South | FC
SCEW_2_PDRP62 | CAISO System | SCEW_2_PDRP62 | 0.99 | 0.99 | 0.99 | 0.99 | 0.99 | 0.99 | 0.99 | 0.99 | 0.99 | 0.99 | 0.99 | 0.99 | Y | South | FC
SCEW_2_PDRP63 | CAISO System | SCEW_2_PDRP63 | 0.99 | 0.99 | 0.99 | 0.99 | 0.99 | 0.99 | 0.99 | 0.99 | 0.99 | 0.99 | 0.99 | 0.99 | Y | South | FC
SCEW_2_PDRP64 | CAISO System | SCEW_2_PDRP64 | 0.99 | 0.99 | 0.99 | 0.99 | 0.99 | 0.99 | 0.99 | 0.99 | 0.99 | 0.99 | 0.99 | 0.99 | Y | South | FC
SCEW_2_PDRP65 | CAISO System | SCEW_2_PDRP65 | 0.99 | 0.99 | 0.99 | 0.99 | 0.99 | 0.99 | 0.99 | 0.99 | 0.99 | 0.99 | 0.99 | 0.99 | Y | South | FC
SCEW_2_PDRP66 | CAISO System | SCEW_2_PDRP66 | 0.99 | 0.99 | 0.99 | 0.99 | 0.99 | 0.99 | 0.99 | 0.99 | 0.99 | 0.99 | 0.99 | 0.99 | Y | South | FC
SCEW_2_PDRP67 | CAISO System | SCEW_2_PDRP67 | 0.99 | 0.99 | 0.99 | 0.99 | 0.99 | 0.99 | 0.99 | 0.99 | 0.99 | 0.99 | 0.99 | 0.99 | Y | South | FC
SCEW_2_PDRP68 | CAISO System | SCEW_2_PDRP68 | 0.99 | 0.99 | 0.99 | 0.99 | 0.99 | 0.99 | 0.99 | 0.99 | 0.99 | 0.99 | 0.99 | 0.99 | Y | South | FC
SCEW_2_PDRP69 | CAISO System | SCEW_2_PDRP69 | 0.99 | 0.99 | 0.99 | 0.99 | 0.99 | 0.99 | 0.99 | 0.99 | 0.99 | 0.99 | 0.99 | 0.99 | Y | South | FC
SCEW_2_PDRP70 | CAISO System | SCEW_2_PDRP70 | 0.99 | 0.99 | 0.99 | 0.99 | 0.99 | 0.99 | 0.99 | 0.99 | 0.99 | 0.99 | 0.99 | 0.99 | Y | South | FC
SCEW_2_PDRP71 | CAISO System | SCEW_2_PDRP71 | 0.99 | 0.99 | 0.99 | 0.99 | 0.99 | 0.99 | 0.99 | 0.99 | 0.99 | 0.99 | 0.99 | 0.99 | Y | South | FC
SCEW_2_PDRP72 | CAISO System | SCEW_2_PDRP72 | 0.99 | 0.99 | 0.99 | 0.99 | 0.99 | 0.99 | 0.99 | 0.99 | 0.99 | 0.99 | 0.99 | 0.99 | Y | South | FC
SCEW_2_PDRP73 | CAISO System | SCEW_2_PDRP73 | 0.99 | 0.99 | 0.99 | 0.99 | 0.99 | 0.99 | 0.99 | 0.99 | 0.99 | 0.99 | 0.99 | 0.99 | Y | South | FC
SCEW_2_PDRP74 | CAISO System | SCEW_2_PDRP74 | 0.99 | 0.99 | 0.99 | 0.99 | 0.99 | 0.99 | 0.99 | 0.99 | 0.99 | 0.99 | 0.99 | 0.99 | Y | South | FC
SCEW_2_PDRP75 | CAISO System | SCEW_2_PDRP75 | 0.99 | 0.99 | 0.99 | 0.99 | 0.99 | 0.99 | 0.99 | 0.99 | 0.99 | 0.99 | 0.99 | 0.99 | Y | South | FC
SCEW_2_PDRP77 | CAISO System | SCEW_2_PDRP77 | 0.99 | 0.99 | 0.99 | 0.99 | 0.99 | 0.99 | 0.99 | 0.99 | 0.99 | 0.99 | 0.99 | 0.99 | Y | South | FC
SCEW_2_PDRP78 | CAISO System | SCEW_2_PDRP78 | 0.99 | 0.99 | 0.99 | 0.99 | 0.99 | 0.99 | 0.99 | 0.99 | 0.99 | 0.99 | 0.99 | 0.99 | Y | South | FC
SCEW_2_PDRP79 | CAISO System | SCEW_2_PDRP79 | 0.99 | 0.99 | 0.99 | 0.99 | 0.99 | 0.99 | 0.99 | 0.99 | 0.99 | 0.99 | 0.99 | 0.99 | Y | South | FC
SCEW_2_PDRP80 | CAISO System | SCEW_2_PDRP80 | 0.99 | 0.99 | 0.99 | 0.99 | 0.99 | 0.99 | 0.99 | 0.99 | 0.99 | 0.99 | 0.99 | 0.99 | Y | South | FC
SCEW_2_PDRP81 | CAISO System | SCEW_2_PDRP81 | 0.99 | 0.99 | 0.99 | 0.99 | 0.99 | 0.99 | 0.99 | 0.99 | 0.99 | 0.99 | 0.99 | 0.99 | Y | South | FC
SCEW_2_PDRP82 | CAISO System | SCEW_2_PDRP82 | 0.99 | 0.99 | 0.99 | 0.99 | 0.99 | 0.99 | 0.99 | 0.99 | 0.99 | 0.99 | 0.99 | 0.99 | Y | South | FC
SCEW_2_PDRP83 | CAISO System | SCEW_2_PDRP83 | 0.99 | 0.99 | 0.99 | 0.99 | 0.99 | 0.99 | 0.99 | 0.99 | 0.99 | 0.99 | 0.99 | 0.99 | Y | South | FC
SCEW_2_PDRP93 | CAISO System | SCEW_2_PDRP93 | 9.99 | 9.99 | 9.99 | 9.99 | 9.99 | 9.99 | 9.99 | 9.99 | 9.99 | 9.99 | 9.99 | 9.99 | Y | South | FC
SCHD_1_PDRP01 | CAISO System | Tesla SCE - Barstow | 0.2 | 0.2 | 0.2 | 0.2 | 0.2 | 0.2 | 0.2 | 0.2 | 0.2 | 0.2 | 0.2 | 0.2 | Y | South | FC
SCHD_1_PDRP02 | CAISO System | Tesla SCE - Mojave | 0.14 | 0.14 | 0.14 | 0.14 | 0.14 | 0.14 | 0.14 | 0.14 | 0.14 | 0.14 | 0.14 | 0.14 | Y | South | FC
SCHD_1_PDRP04 | CAISO System | SCHD_1_PDRP04 | 0.99 | 0.99 | 0.99 | 0.99 | 0.99 | 0.99 | 0.99 | 0.99 | 0.99 | 0.99 | 0.99 | 0.99 | Y | South | FC
SCHD_1_PDRP06 | CAISO System | SCHD_1_PDRP06 | 0.99 | 0.99 | 0.99 | 0.99 | 0.99 | 0.99 | 0.99 | 0.99 | 0.99 | 0.99 | 0.99 | 0.99 | Y | South | FC
SCHD_1_PDRP07 | CAISO System | SCHD_1_PDRP07 | 0.99 | 0.99 | 0.99 | 0.99 | 0.99 | 0.99 | 0.99 | 0.99 | 0.99 | 0.99 | 0.99 | 0.99 | Y | South | FC
SCHD_1_PDRP08 | CAISO System | SCHD_1_PDRP08 | 0.99 | 0.99 | 0.99 | 0.99 | 0.99 | 0.99 | 0.99 | 0.99 | 0.99 | 0.99 | 0.99 | 0.99 | Y | South | FC
SCHD_1_PDRP09 | CAISO System | SCHD_1_PDRP09 | 0.99 | 0.99 | 0.99 | 0.99 | 0.99 | 0.99 | 0.99 | 0.99 | 0.99 | 0.99 | 0.99 | 0.99 | Y | South | FC
SCHD_1_PDRP10 | CAISO System | SCHD_1_PDRP10 | 2 | 2 | 2 | 2 | 2 | 2 | 2 | 2 | 2 | 2 | 2 | 2 | Y | South | FC
SCHD_1_PDRP11 | CAISO System | SCHD_1_PDRP11 | 3 | 3 | 3 | 3 | 3 | 3 | 3 | 3 | 3 | 3 | 3 | 3 | Y | South | FC
SCHD_1_PDRP12 | CAISO System | SCHD_1_PDRP12 | 0.29 | 0.29 | 0.31 | 0.55 | 0.64 | 1.02 | 1.38 | 1.37 | 0.86 | 0.61 | 0.41 | 0.31 | Y | South | FC
SCHD_1_PDRP15 | CAISO System | PDR-F SCHD 2 | 3 | 3 | 3 | 3 | 3 | 3 | 3 | 3 | 3 | 3 | 3 | 3 | Y | South | FC
SCHD_1_PDRP16 | CAISO System |  | 1.1 | 1.1 | 1.1 | 1.1 | 4 | 4 | 4 | 4 | 4 | 4 | 4 | 4 | Y | South | FC
SCHD_1_PDRP17 | CAISO System |  | 0.9 | 0.9 | 0.9 | 0.9 | 0.9 | 0.9 | 0.9 | 0.9 | 0.9 | 0.9 | 0.9 | 0.9 | Y | South | FC
SCHD_1_PDRP18 | CAISO System |  | 0.1 | 0.1 | 0.1 | 0.1 | 0.1 | 0.25 | 0.25 | 0.25 | 0.25 | 0.25 | 0.25 | 0.25 | Y | South | FC
SCHD_1_PDRP19 | CAISO System |  | 0.1 | 0.1 | 0.1 | 0.1 | 0.1 | 0.25 | 0.25 | 0.25 | 0.25 | 0.25 | 0.25 | 0.25 | Y | South | FC
SCHD_1_PDRP20 | CAISO System |  | 0.5 | 0.5 | 0.5 | 0.5 | 0.5 | 0.5 | 0.7 | 0.7 | 0.7 | 0.7 | 0.7 | 0.7 | Y | South | FC
SCHD_1_PDRP21 | CAISO System |  | 0.1 | 0.1 | 0.1 | 0.1 | 0.1 | 0.1 | 0.1 | 0.1 | 0.1 | 0.1 | 0.1 | 0.1 | Y | South | FC
SCHD_1_PDRP23 | CAISO System | SCHD_1_PDRP23 | 0.99 | 0.99 | 0.99 | 0.99 | 0.99 | 0.99 | 0.99 | 0.99 | 0.99 | 0.99 | 0.99 | 0.99 | Y | South | FC
SCHD_1_PDRP24 | CAISO System | SCHD_1_PDRP24 | 0.99 | 0.99 | 0.99 | 0.99 | 0.99 | 0.99 | 0.99 | 0.99 | 0.99 | 0.99 | 0.99 | 0.99 | Y | South | FC
SCHD_1_PDRP25 | CAISO System | SCHD_1_PDRP25 | 0.99 | 0.99 | 0.99 | 0.99 | 0.99 | 0.99 | 0.99 | 0.99 | 0.99 | 0.99 | 0.99 | 0.99 | Y | South | FC
SCHD_1_PDRP26 | CAISO System | SCHD_1_PDRP26 | 0.99 | 0.99 | 0.99 | 0.99 | 0.99 | 0.99 | 0.99 | 0.99 | 0.99 | 0.99 | 0.99 | 0.99 | Y | South | FC
SCHD_1_PDRP27 | CAISO System | SCHD_1_PDRP27 | 0.99 | 0.99 | 0.99 | 0.99 | 0.99 | 0.99 | 0.99 | 0.99 | 0.99 | 0.99 | 0.99 | 0.99 | Y | South | FC
SCHD_1_PDRP28 | CAISO System | SCHD_1_PDRP28 | 0.99 | 0.99 | 0.99 | 0.99 | 0.99 | 0.99 | 0.99 | 0.99 | 0.99 | 0.99 | 0.99 | 0.99 | Y | South | FC
SCHD_1_PDRP29 | CAISO System | SCHD_1_PDRP29 | 0.99 | 0.99 | 0.99 | 0.99 | 0.99 | 0.99 | 0.99 | 0.99 | 0.99 | 0.99 | 0.99 | 0.99 | Y | South | FC
SCHD_1_PDRP30 | CAISO System | SCHD_1_PDRP30 | 0.99 | 0.99 | 0.99 | 0.99 | 0.99 | 0.99 | 0.99 | 0.99 | 0.99 | 0.99 | 0.99 | 0.99 | Y | South | FC
SCHD_1_PDRP31 | CAISO System | SCHD_1_PDRP31 | 0.99 | 0.99 | 0.99 | 0.99 | 0.99 | 0.99 | 0.99 | 0.99 | 0.99 | 0.99 | 0.99 | 0.99 | Y | South | FC
SCHD_1_PDRP32 | CAISO System | SCHD_1_PDRP32 | 0.99 | 0.99 | 0.99 | 0.99 | 0.99 | 0.99 | 0.99 | 0.99 | 0.99 | 0.99 | 0.99 | 0.99 | Y | South | FC
SCHD_1_PDRP33 | CAISO System | SCHD_1_PDRP33 | 0.99 | 0.99 | 0.99 | 0.99 | 0.99 | 0.99 | 0.99 | 0.99 | 0.99 | 0.99 | 0.99 | 0.99 | Y | South | FC
SCHD_1_PDRP34 | CAISO System | SCHD_1_PDRP34 | 0.99 | 0.99 | 0.99 | 0.99 | 0.99 | 0.99 | 0.99 | 0.99 | 0.99 | 0.99 | 0.99 | 0.99 | Y | South | FC
SCHD_1_PDRP35 | CAISO System | SCHD_1_PDRP35 | 0.99 | 0.99 | 0.99 | 0.99 | 0.99 | 0.99 | 0.99 | 0.99 | 0.99 | 0.99 | 0.99 | 0.99 | Y | South | FC
SCHD_1_PDRP36 | CAISO System | SCHD_1_PDRP36 | 0.99 | 0.99 | 0.99 | 0.99 | 0.99 | 0.99 | 0.99 | 0.99 | 0.99 | 0.99 | 0.99 | 0.99 | Y | South | FC
SCHD_1_PDRP37 | CAISO System | SCHD_1_PDRP37 | 0.99 | 0.99 | 0.99 | 0.99 | 0.99 | 0.99 | 0.99 | 0.99 | 0.99 | 0.99 | 0.99 | 0.99 | Y | South | FC
SCHD_1_PDRP38 | CAISO System | SCHD_1_PDRP38 | 0.99 | 0.99 | 0.99 | 0.99 | 0.99 | 0.99 | 0.99 | 0.99 | 0.99 | 0.99 | 0.99 | 0.99 | Y | South | FC
SCHD_1_PDRP39 | CAISO System | SCHD_1_PDRP39 | 0.99 | 0.99 | 0.99 | 0.99 | 0.99 | 0.99 | 0.99 | 0.99 | 0.99 | 0.99 | 0.99 | 0.99 | Y | South | FC
SCHD_1_PDRP40 | CAISO System | SCHD_1_PDRP40 | 0.99 | 0.99 | 0.99 | 0.99 | 0.99 | 0.99 | 0.99 | 0.99 | 0.99 | 0.99 | 0.99 | 0.99 | Y | South | FC
SCHD_1_PDRP41 | CAISO System | SCHD_1_PDRP41 | 0.99 | 0.99 | 0.99 | 0.99 | 0.99 | 0.99 | 0.99 | 0.99 | 0.99 | 0.99 | 0.99 | 0.99 | Y | South | FC
SCHD_1_PDRP42 | CAISO System | SCHD_1_PDRP42 | 9.99 | 9.99 | 9.99 | 9.99 | 9.99 | 9.99 | 9.99 | 9.99 | 9.99 | 9.99 | 9.99 | 9.99 | Y | South | FC
SCHD_1_PDRP43 | CAISO System | SCHD_1_PDRP43 | 0.99 | 0.99 | 0.99 | 0.99 | 0.99 | 0.99 | 0.99 | 0.99 | 0.99 | 0.99 | 0.99 | 0.99 | Y | South | FC
SCHD_1_PDRP48 | CAISO System | SCHD_1_PDRP48 | 0.99 | 0.99 | 0.99 | 0.99 | 0.99 | 0.99 | 0.99 | 0.99 | 0.99 | 0.99 | 0.99 | 0.99 | Y | South | FC
SCHD_1_PDRP53 | CAISO System |  | JUN: 6.34; JUL: 6.34; AUG: 6.34; SEP: 8; OCT: 7.2; NOV: 7.2; DEC: 7.2 | Y | South | FC
SCHD_1_PDRP54 | CAISO System |  | JUN: 9.99; JUL: 9.99; AUG: 9.99; SEP: 9.99; OCT: 9.99; NOV: 9.99; DEC: 9.99 | Y | South | FC
SCHD_1_PDRP55 | CAISO System |  | JUN: 0.99; JUL: 0.99; AUG: 0.99; SEP: 0.99; OCT: 0.99; NOV: 0.99; DEC: 0.99 | Y | South | FC
SCHD_1_PDRP56 | CAISO System |  | JUN: 0.24; JUL: 0.24; AUG: 0.24; SEP: 0.24; OCT: 0.24; NOV: 0.24; DEC: 0.24 | Y | South | FC
SCHD_1_PDRP60 | CAISO System |  | JUN: 6; JUL: 6; AUG: 6; SEP: 6; OCT: 6; NOV: 6; DEC: 6 | Y | South | FC
SCHLTE_1_PL1X3 | Stockton | Tracy Combined Cycle Power Plant | 324.6 | 322.88 | 321.97 | 319.84 | 317.11 | 310.85 | 308.55 | 309.51 | 314.34 | 319.53 | 323.87 | 325.9 | Y | North | FC
SCHNDR_1_FIVPTS | Fresno | Five Points Solar Station | 0.6 | 0.45 | 2.7 | 2.25 | 2.4 | 4.65 | 5.85 | 4.05 | 2.1 | 0.3 | 0.3 | 0 | N | North | FC
SCHNDR_1_OS2BM2 | Fresno | Open Sky Digester Genset 2 | 0 | 0 | 0 | 0 | 0 | 0 | 0 | 0 | 0 | 0 | 0 | 0 | N | North | EO
SCHNDR_1_WSTSDE | Fresno | Westside Solar Station | 0.6 | 0.45 | 2.7 | 2.25 | 2.4 | 4.65 | 5.85 | 4.05 | 2.1 | 0.3 | 0.3 | 0 | N | North | FC
SCLD_1_PDRP05 | CAISO System | SCLD_1_PDRP05 | 0.99 | 0.99 | 0.99 | 0.99 | 0.99 | 0.99 | 0.99 | 0.99 | 0.99 | 0.99 | 0.99 | 0.99 | Y | South | FC
SCLD_1_PDRP09 | CAISO System | SCLD_1_PDRP09 | 0 | 0 | 0 | 0 | 0.02 | 0.04 | 0.06 | 0.06 | 0.03 | 0.02 | 0 | 0 | Y | South | FC
SCLD_1_PDRP10 | CAISO System | SCLD_1_PDRP10 | [12 empty] | Y | South | FC | bar: JAN to DEC
SCLD_1_PDRP11 | CAISO System | SCLD_1_PDRP11 | 0.99 | 0.99 | 0.99 | 0.99 | 0.99 | 0.99 | 0.99 | 0.99 | 0.99 | 0.99 | 0.99 | 0.99 | Y | South | FC
SCNW_6_PDRP07 | CAISO System | SCNW_6_PDRP07 | 0.99 | 0.99 | 0.99 | 0.99 | 0.99 | 0.99 | 0.99 | 0.99 | 0.99 | 0.99 | 0.99 | 0.99 | Y | South | FC
SCNW_6_PDRP08 | CAISO System | SCNW_6_PDRP08 | 0.99 | 0.99 | 0.99 | 0.99 | 0.99 | 0.99 | 0.99 | 0.99 | 0.99 | 0.99 | 0.99 | 0.99 | Y | South | FC
SCNW_6_PDRP09 | CAISO System | SCNW_6_PDRP09 | 0.99 | 0.99 | 0.99 | 0.99 | 0.99 | 0.99 | 0.99 | 0.99 | 0.99 | 0.99 | 0.99 | 0.99 | Y | South | FC
SCNW_6_PDRP10 | CAISO System | SCNW_6_PDRP10 | 0.34 | 0.33 | 0.34 | 0.44 | 0.43 | 0.75 | 1.04 | 1.1 | 0.67 | 0.5 | 0.38 | 0.35 | Y | South | FC
SCNW_6_PDRP11 | CAISO System | SCNW_6_PDRP11 | 3 | 3 | 3 | 3 | 3 | 3 | 3 | 3 | 3 | 3 | 3 | 3 | Y | South | FC
SCNW_6_PDRP12 | CAISO System | SCNW_6_PDRP12 | 3 | 3 | 3 | 3 | 3 | 3 | 3 | 3 | 3 | 3 | 3 | 3 | Y | South | FC
SCNW_6_PDRP17 | CAISO System |  | 1.6 | 1.6 | 1.6 | 1.6 | 1.6 | 1.8 | 1.8 | 1.8 | 1.8 | 1.8 | 1.8 | 1.8 | Y | South | FC
SCNW_6_PDRP18 | CAISO System |  | 0.2 | 0.2 | 0.2 | 0.2 | 0.2 | 0.3 | 1.5 | 1.5 | 1.5 | 1.5 | 1.5 | 1.5 | Y | South | FC
SCNW_6_PDRP19 | CAISO System |  | 0.3 | 0.3 | 0.3 | 0.3 | 0.3 | 0.4 | 1 | 1 | 1 | 1 | 1 | 1 | Y | South | FC
SCNW_6_PDRP20 | CAISO System |  | 0.3 | 0.3 | 0.3 | 0.3 | 0.3 | 0.4 | 0.6 | 0.6 | 0.6 | 0.6 | 0.6 | 0.6 | Y | South | FC
SCNW_6_PDRP21 | CAISO System |  | 0.1 | 0.1 | 0.1 | 0.1 | 0.2 | 0.2 | 0.2 | 0.2 | 0.2 | 0.2 | 0.2 | 0.2 | Y | South | FC
SCNW_6_PDRP22 | CAISO System | SCNW_6_PDRP22 | 0.99 | 0.99 | 0.99 | 0.99 | 0.99 | 0.99 | 0.99 | 0.99 | 0.99 | 0.99 | 0.99 | 0.99 | Y | South | FC
SCNW_6_PDRP24 | CAISO System | SCNW_6_PDRP24 | 0.99 | 0.99 | 0.99 | 0.99 | 0.99 | 0.99 | 0.99 | 0.99 | 0.99 | 0.99 | 0.99 | 0.99 | Y | South | FC
SCNW_6_PDRP25 | CAISO System | SCNW_6_PDRP25 | 0.99 | 0.99 | 0.99 | 0.99 | 0.99 | 0.99 | 0.99 | 0.99 | 0.99 | 0.99 | 0.99 | 0.99 | Y | South | FC
SCNW_6_PDRP26 | CAISO System | SCNW_6_PDRP26 | 0.99 | 0.99 | 0.99 | 0.99 | 0.99 | 0.99 | 0.99 | 0.99 | 0.99 | 0.99 | 0.99 | 0.99 | Y | South | FC
SCNW_6_PDRP27 | CAISO System | SCNW_6_PDRP27 | 0.99 | 0.99 | 0.99 | 0.99 | 0.99 | 0.99 | 0.99 | 0.99 | 0.99 | 0.99 | 0.99 | 0.99 | Y | South | FC
SCNW_6_PDRP28 | CAISO System | SCNW_6_PDRP28 | 0.99 | 0.99 | 0.99 | 0.99 | 0.99 | 0.99 | 0.99 | 0.99 | 0.99 | 0.99 | 0.99 | 0.99 | Y | South | FC
SCNW_6_PDRP30 | CAISO System | SCNW_6_PDRP30 | 0.99 | 0.99 | 0.99 | 0.99 | 0.99 | 0.99 | 0.99 | 0.99 | 0.99 | 0.99 | 0.99 | 0.99 | Y | South | FC
SCNW_6_PDRP31 | CAISO System | SCNW_6_PDRP31 | 0.99 | 0.99 | 0.99 | 0.99 | 0.99 | 0.99 | 0.99 | 0.99 | 0.99 | 0.99 | 0.99 | 0.99 | Y | South | FC
SCNW_6_PDRP32 | CAISO System | SCNW_6_PDRP32 | 0.99 | 0.99 | 0.99 | 0.99 | 0.99 | 0.99 | 0.99 | 0.99 | 0.99 | 0.99 | 0.99 | 0.99 | Y | South | FC
SCNW_6_PDRP33 | CAISO System | SCNW_6_PDRP33 | 0.99 | 0.99 | 0.99 | 0.99 | 0.99 | 0.99 | 0.99 | 0.99 | 0.99 | 0.99 | 0.99 | 0.99 | Y | South | FC
SCNW_6_PDRP34 | CAISO System | SCNW_6_PDRP34 | 0.99 | 0.99 | 0.99 | 0.99 | 0.99 | 0.99 | 0.99 | 0.99 | 0.99 | 0.99 | 0.99 | 0.99 | Y | South | FC
SCNW_6_PDRP35 | CAISO System | SCNW_6_PDRP35 | 0.99 | 0.99 | 0.99 | 0.99 | 0.99 | 0.99 | 0.99 | 0.99 | 0.99 | 0.99 | 0.99 | 0.99 | Y | South | FC
SCNW_6_PDRP36 | CAISO System | SCNW_6_PDRP36 | 0.99 | 0.99 | 0.99 | 0.99 | 0.99 | 0.99 | 0.99 | 0.99 | 0.99 | 0.99 | 0.99 | 0.99 | Y | South | FC
SCNW_6_PDRP37 | CAISO System | SCNW_6_PDRP37 | 0.99 | 0.99 | 0.99 | 0.99 | 0.99 | 0.99 | 0.99 | 0.99 | 0.99 | 0.99 | 0.99 | 0.99 | Y | South | FC
SCNW_6_PDRP38 | CAISO System | SCNW_6_PDRP38 | 0.99 | 0.99 | 0.99 | 0.99 | 0.99 | 0.99 | 0.99 | 0.99 | 0.99 | 0.99 | 0.99 | 0.99 | Y | South | FC
SCNW_6_PDRP39 | CAISO System | SCNW_6_PDRP39 | 0.99 | 0.99 | 0.99 | 0.99 | 0.99 | 0.99 | 0.99 | 0.99 | 0.99 | 0.99 | 0.99 | 0.99 | Y | South | FC
SCNW_6_PDRP40 | CAISO System | SCNW_6_PDRP40 | 0.99 | 0.99 | 0.99 | 0.99 | 0.99 | 0.99 | 0.99 | 0.99 | 0.99 | 0.99 | 0.99 | 0.99 | Y | South | FC
SCNW_6_PDRP41 | CAISO System | SCNW_6_PDRP41 | 9.99 | 9.99 | 9.99 | 9.99 | 9.99 | 9.99 | 9.99 | 9.99 | 9.99 | 9.99 | 9.99 | 9.99 | Y | South | FC
SCNW_6_PDRP42 | CAISO System | SCNW_6_PDRP42 | 0.99 | 0.99 | 0.99 | 0.99 | 0.99 | 0.99 | 0.99 | 0.99 | 0.99 | 0.99 | 0.99 | 0.99 | Y | South | FC
SCNW_6_PDRP43 | CAISO System | SCNW_6_PDRP43 | 0.99 | 0.99 | 0.99 | 0.99 | 0.99 | 0.99 | 0.99 | 0.99 | 0.99 | 0.99 | 0.99 | 0.99 | Y | South | FC
SCNW_6_PDRP50 | CAISO System |  | JUN: 0.99; JUL: 0.99; AUG: 0.99; SEP: 0.99; OCT: 0.99; NOV: 0.99; DEC: 0.99 | Y | South | FC
SCNW_6_PDRP51 | CAISO System |  | JUN: 0.99; JUL: 0.99; AUG: 0.99; SEP: 0.99; OCT: 0.99; NOV: 0.99; DEC: 0.99 | Y | South | FC
SCNW_6_PDRP52 | CAISO System |  | JUN: 0.99; JUL: 0.99; AUG: 0.99; SEP: 0.99; OCT: 0.99; NOV: 0.99; DEC: 0.99 | Y | South | FC
SCNW_6_PDRP59 | CAISO System |  | JUN: 2.9; JUL: 2.9; AUG: 2.9; SEP: 3.5; OCT: 3.15; NOV: 3.15; DEC: 3.15 | Y | South | FC
SCNW_6_PDRP70 | CAISO System |  | JUN: 4; JUL: 4; AUG: 4; SEP: 4; OCT: 4; NOV: 4; DEC: 4 | Y | South | FC
SDG1_1_PDRP01 | CAISO System | PDR-E SDG1 | 0.65 | 0.65 | 0.65 | 0.65 | 0.65 | 0.65 | 0.65 | 0.65 | 0.65 | 0.65 | 0.65 | 0.65 | Y | South | FC
SDG1_1_PDRP02 | CAISO System |  | 0.3 | 0.3 | 0.3 | 0.3 | 0.3 | 0.3 | 0.3 | 0.3 | 0.3 | 0.3 | 0.3 | 0.3 | Y | South | FC
SDG1_1_PDRP03 | CAISO System |  | 0.25 | 0.25 | 0.25 | 0.25 | 0.25 | 0.25 | 0.25 | 0.25 | 0.25 | 0.25 | 0.25 | 0.25 | Y | South | FC
SDG1_1_PDRP04 | CAISO System | SDG1_1_PDRP04 | 0.38 | 0.37 | 0.39 | 0.44 | 0.46 | 0.71 | 0.97 | 1.02 | 0.75 | 0.44 | 0.43 | 0.4 | Y | South | FC
SDG1_1_PDRP05 | CAISO System | SDG1_1_PDRP05 | 0.37 | 0.38 | 0.38 | 0.44 | 0.44 | 0.72 | 0.97 | 1.03 | 0.76 | 0.6 | 0.42 | 0.41 | Y | South | FC
SDG1_1_PDRP06 | CAISO System | SDG1_1_PDRP06 | 0.37 | 0.37 | 0.39 | 0.44 | 0.46 | 0.71 | 0.98 | 1.03 | 0.75 | 0.53 | 0.43 | 0.4 | Y | South | FC
SDG1_1_PDRP07 | CAISO System | SDG1_1_PDRP07 | 0.38 | 0.37 | 0.39 | 0.44 | 0.46 | 0.71 | 0.98 | 1.03 | 0.75 | 0.53 | 0.43 | 0.4 | Y | South | FC
SDG1_1_PDRP08 | CAISO System | SDG1_1_PDRP08 | 0.38 | 0.37 | 0.39 | 0.44 | 0.46 | 0.71 | 0.98 | 1.03 | 0.75 | 0.53 | 0.43 | 0.4 | Y | South | FC
SDG1_1_PDRP09 | CAISO System | SDG1_1_PDRP09 | 1.5 | 1.5 | 1.5 | 1.5 | 1.5 | 1.5 | 1.5 | 1.5 | 1.5 | 1.5 | 1.5 | 1.5 | Y | South | FC
SDG1_1_PDRP10 | CAISO System | SDG1_1_PDRP10 | 0.2 | 0.2 | 0.2 | 0.2 | 0.2 | 0.2 | 0.2 | 0.2 | 0.2 | 0.2 | 0.2 | 0.2 | Y | South | FC
SDG1_1_PDRP100 | CAISO System |  | JUN: 0.99; JUL: 0.99; AUG: 0.99; SEP: 0.99; OCT: 0.99; NOV: 0.99; DEC: 0.99 | Y | South | FC
SDG1_1_PDRP101 | CAISO System |  | JUN: 0.99; JUL: 0.99; AUG: 0.99; SEP: 0.99; OCT: 0.99; NOV: 0.99; DEC: 0.99 | Y | South | FC
SDG1_1_PDRP102 | CAISO System |  | JUN: 0.99; JUL: 0.99; AUG: 0.99; SEP: 0.99; OCT: 0.99; NOV: 0.99; DEC: 0.99 | Y | South | FC
SDG1_1_PDRP103 | CAISO System |  | JUN: 0.99; JUL: 0.99; AUG: 0.99; SEP: 0.99; OCT: 0.99; NOV: 0.99; DEC: 0.99 | Y | South | FC
SDG1_1_PDRP105 | CAISO System |  | JUN: 0.99; JUL: 0.99; AUG: 0.99; SEP: 0.99; OCT: 0.99; NOV: 0.99; DEC: 0.99 | Y | South | FC
SDG1_1_PDRP11 | CAISO System |  | 0.02 | 0.02 | 0.02 | 0.02 | 0.02 | 0.02 | 0.02 | 0.02 | 0.02 | 0.02 | 0.02 | 0.02 | Y | South | FC
SDG1_1_PDRP110 | CAISO System |  | JUN: 3.75; JUL: 3.75; AUG: 3.75; SEP: 3.75; OCT: 3.75; NOV: 3.75; DEC: 3.75 | Y | South | FC
SDG1_1_PDRP115 | CAISO System |  | JUN: 1.5; JUL: 1.5; AUG: 1.5; SEP: 1.5; OCT: 1.5; NOV: 1.5; DEC: 1.5 | Y | South | FC
SDG1_1_PDRP12 | CAISO System | SDG1_1_PDRP12 | 1.5 | 1.5 | 1.5 | 1.5 | 1.5 | 1.5 | 1.5 | 1.5 | 1.5 | 1.5 | 1.5 | 1.5 | Y | South | FC
SDG1_1_PDRP14 | CAISO System | SDG1_1_PDRP14 | [12 empty] | Y | South | FC | bar: JAN to DEC
SDG1_1_PDRP15 | CAISO System | SDG1_1_PDRP15 | [12 empty] | Y | South | FC | bar: JAN to DEC
SDG1_1_PDRP17 | CAISO System | PDR-E SDG1 2 | 0.57 | 0.57 | 0.57 | 0.57 | 0.57 | 0.57 | 0.57 | 0.57 | 0.57 | 0.57 | 0.57 | 0.57 | Y | South | FC
SDG1_1_PDRP18 | CAISO System | PDR-E SDG1 3 | 0.5 | 0.5 | 0.5 | 0.5 | 0.5 | 0.5 | 0.5 | 0.5 | 0.5 | 0.5 | 0.5 | 0.5 | Y | South | FC
SDG1_1_PDRP25 | CAISO System | SDG1_1_PDRP25 | 0.99 | 0.99 | 0.99 | 0.99 | 0.99 | 0.99 | 0.99 | 0.99 | 0.99 | 0.99 | 0.99 | 0.99 | Y | South | FC
SDG1_1_PDRP26 | CAISO System | SDG1_1_PDRP26 | 0.99 | 0.99 | 0.99 | 0.99 | 0.99 | 0.99 | 0.99 | 0.99 | 0.99 | 0.99 | 0.99 | 0.99 | Y | South | FC
SDG1_1_PDRP27 | CAISO System | SDG1_1_PDRP27 | 0.99 | 0.99 | 0.99 | 0.99 | 0.99 | 0.99 | 0.99 | 0.99 | 0.99 | 0.99 | 0.99 | 0.99 | Y | South | FC
SDG1_1_PDRP28 | CAISO System | SDG1_1_PDRP28 | 0.99 | 0.99 | 0.99 | 0.99 | 0.99 | 0.99 | 0.99 | 0.99 | 0.99 | 0.99 | 0.99 | 0.99 | Y | South | FC
SDG1_1_PDRP30 | CAISO System | SDG1_1_PDRP30 | 0.38 | 0.37 | 0.39 | 0.44 | 0.46 | 0.71 | 0.98 | 1.02 | 0.75 | 0.53 | 0.43 | 0.4 | Y | South | FC
SDG1_1_PDRP31 | CAISO System | SDG1_1_PDRP31 | 1.5 | 1.5 | 1.5 | 1.5 | 1.5 | 1.5 | 1.5 | 1.5 | 1.5 | 1.5 | 1.5 | 1.5 | Y | South | FC
SDG1_1_PDRP32 | CAISO System | SDG1_1_PDRP32 | 1.5 | 1.5 | 1.5 | 1.5 | 1.5 | 1.5 | 1.5 | 1.5 | 1.5 | 1.5 | 1.5 | 1.5 | Y | South | FC
SDG1_1_PDRP33 | CAISO System | SDG1_1_PDRP33 | 1.5 | 1.5 | 1.5 | 1.5 | 1.5 | 1.5 | 1.5 | 1.5 | 1.5 | 1.5 | 1.5 | 1.5 | Y | South | FC
SDG1_1_PDRP34 | CAISO System | SDG1_1_PDRP34 | 1.5 | 1.5 | 1.5 | 1.5 | 1.5 | 1.5 | 1.5 | 1.5 | 1.5 | 1.5 | 1.5 | 1.5 | Y | South | FC
SDG1_1_PDRP37 | CAISO System | SDG1_1_PDRP37 | 0.99 | 0.99 | 0.99 | 0.99 | 0.99 | 0.99 | 0.99 | 0.99 | 0.99 | 0.99 | 0.99 | 0.99 | Y | South | FC
SDG1_1_PDRP38 | CAISO System | SDG1_1_PDRP38 | 0.99 | 0.99 | 0.99 | 0.99 | 0.99 | 0.99 | 0.99 | 0.99 | 0.99 | 0.99 | 0.99 | 0.99 | Y | South | FC
SDG1_1_PDRP39 | CAISO System | SDG1_1_PDRP39 | 0.99 | 0.99 | 0.99 | 0.99 | 0.99 | 0.99 | 0.99 | 0.99 | 0.99 | 0.99 | 0.99 | 0.99 | Y | South | FC
SDG1_1_PDRP40 | CAISO System | SDG1_1_PDRP40 | 0.99 | 0.99 | 0.99 | 0.99 | 0.99 | 0.99 | 0.99 | 0.99 | 0.99 | 0.99 | 0.99 | 0.99 | Y | South | FC
SDG1_1_PDRP41 | CAISO System | SDG1_1_PDRP41 | 0.99 | 0.99 | 0.99 | 0.99 | 0.99 | 0.99 | 0.99 | 0.99 | 0.99 | 0.99 | 0.99 | 0.99 | Y | South | FC
SDG1_1_PDRP42 | CAISO System | SDG1_1_PDRP42 | 1.5 | 1.5 | 1.5 | 1.5 | 1.5 | 1.5 | 1.5 | 1.5 | 1.5 | 1.5 | 1.5 | 1.5 | Y | South | FC
SDG1_1_PDRP43 | CAISO System | SDG1_1_PDRP43 | 0.99 | 0.99 | 0.99 | 0.99 | 0.99 | 0.99 | 0.99 | 0.99 | 0.99 | 0.99 | 0.99 | 0.99 | Y | South | FC
SDG1_1_PDRP44 | CAISO System | SDG1_1_PDRP44 | 0.99 | 0.99 | 0.99 | 0.99 | 0.99 | 0.99 | 0.99 | 0.99 | 0.99 | 0.99 | 0.99 | 0.99 | Y | South | FC
SDG1_1_PDRP45 | CAISO System | SDG1_1_PDRP45 | 0.99 | 0.99 | 0.99 | 0.99 | 0.99 | 0.99 | 0.99 | 0.99 | 0.99 | 0.99 | 0.99 | 0.99 | Y | South | FC
SDG1_1_PDRP46 | CAISO System | SDG1_1_PDRP46 | 0.99 | 0.99 | 0.99 | 0.99 | 0.99 | 0.99 | 0.99 | 0.99 | 0.99 | 0.99 | 0.99 | 0.99 | Y | South | FC
SDG1_1_PDRP47 | CAISO System | SDG1_1_PDRP47 | 0.99 | 0.99 | 0.99 | 0.99 | 0.99 | 0.99 | 0.99 | 0.99 | 0.99 | 0.99 | 0.99 | 0.99 | Y | South | FC
SDG1_1_PDRP48 | CAISO System | SDG1_1_PDRP48 | 0.99 | 0.99 | 0.99 | 0.99 | 0.99 | 0.99 | 0.99 | 0.99 | 0.99 | 0.99 | 0.99 | 0.99 | Y | South | FC
SDG1_1_PDRP49 | CAISO System | SDG1_1_PDRP49 | 0.99 | 0.99 | 0.99 | 0.99 | 0.99 | 0.99 | 0.99 | 0.99 | 0.99 | 0.99 | 0.99 | 0.99 | Y | South | FC
SDG1_1_PDRP50 | CAISO System | SDG1_1_PDRP50 | 1.5 | 1.5 | 1.5 | 1.5 | 1.5 | 1.5 | 1.5 | 1.5 | 1.5 | 1.5 | 1.5 | 1.5 | Y | South | FC
SDG1_1_PDRP51 | CAISO System | SDG1_1_PDRP51 | 0.99 | 0.99 | 0.99 | 0.99 | 0.99 | 0.99 | 0.99 | 0.99 | 0.99 | 0.99 | 0.99 | 0.99 | Y | South | FC
SDG1_1_PDRP57 | CAISO System | SDG1_1_PDRP57 | 0.2 | 0.2 | 0.2 | 0.2 | 0.2 | 0.2 | 0.2 | 0.2 | 0.2 | 0.2 | 0.2 | 0.2 | Y | South | FC
SDG1_1_PDRP58 | CAISO System | SDG1_1_PDRP58 | 0.2 | 0.2 | 0.2 | 0.2 | 0.2 | 0.2 | 0.2 | 0.2 | 0.2 | 0.2 | 0.2 | 0.2 | Y | South | FC
SDG1_1_PDRP59 | CAISO System |  | 0.45 | 0.45 | 0.45 | 0.45 | 0.45 | 0.45 | 0.45 | 0.45 | 0.45 | 0.45 | 0.45 | 0.45 | Y | South | FC
SDG1_1_PDRP60 | CAISO System | SDG1_1_PDRP60 | 0.99 | 0.99 | 0.99 | 0.99 | 0.99 | 0.99 | 0.99 | 0.99 | 0.99 | 0.99 | 0.99 | 0.99 | Y | South | FC
SDG1_1_PDRP61 | CAISO System | SDG1_1_PDRP61 | 0.99 | 0.99 | 0.99 | 0.99 | 0.99 | 0.99 | 0.99 | 0.99 | 0.99 | 0.99 | 0.99 | 0.99 | Y | South | FC
SDG1_1_PDRP62 | CAISO System | SDG1_1_PDRP62 | 0.99 | 0.99 | 0.99 | 0.99 | 0.99 | 0.99 | 0.99 | 0.99 | 0.99 | 0.99 | 0.99 | 0.99 | Y | South | FC
SDG1_1_PDRP63 | CAISO System | SDG1_1_PDRP63 | 0.99 | 0.99 | 0.99 | 0.99 | 0.99 | 0.99 | 0.99 | 0.99 | 0.99 | 0.99 | 0.99 | 0.99 | Y | South | FC
SDG1_1_PDRP64 | CAISO System | SDG1_1_PDRP64 | 0.99 | 0.99 | 0.99 | 0.99 | 0.99 | 0.99 | 0.99 | 0.99 | 0.99 | 0.99 | 0.99 | 0.99 | Y | South | FC
SDG1_1_PDRP65 | CAISO System | SDG1_1_PDRP65 | 0.99 | 0.99 | 0.99 | 0.99 | 0.99 | 0.99 | 0.99 | 0.99 | 0.99 | 0.99 | 0.99 | 0.99 | Y | South | FC
SDG1_1_PDRP66 | CAISO System | SDG1_1_PDRP66 | 0.99 | 0.99 | 0.99 | 0.99 | 0.99 | 0.99 | 0.99 | 0.99 | 0.99 | 0.99 | 0.99 | 0.99 | Y | South | FC
SDG1_1_PDRP67 | CAISO System | SDG1_1_PDRP67 | 0.99 | 0.99 | 0.99 | 0.99 | 0.99 | 0.99 | 0.99 | 0.99 | 0.99 | 0.99 | 0.99 | 0.99 | Y | South | FC
SDG1_1_PDRP68 | CAISO System | SDG1_1_PDRP68 | 0.99 | 0.99 | 0.99 | 0.99 | 0.99 | 0.99 | 0.99 | 0.99 | 0.99 | 0.99 | 0.99 | 0.99 | Y | South | FC
SDG1_1_PDRP69 | CAISO System | SDG1_1_PDRP69 | 0.99 | 0.99 | 0.99 | 0.99 | 0.99 | 0.99 | 0.99 | 0.99 | 0.99 | 0.99 | 0.99 | 0.99 | Y | South | FC
SDG1_1_PDRP70 | CAISO System | SDG1_1_PDRP70 | 0.99 | 0.99 | 0.99 | 0.99 | 0.99 | 0.99 | 0.99 | 0.99 | 0.99 | 0.99 | 0.99 | 0.99 | Y | South | FC
SDG1_1_PDRP71 | CAISO System | SDG1_1_PDRP71 | 0.99 | 0.99 | 0.99 | 0.99 | 0.99 | 0.99 | 0.99 | 0.99 | 0.99 | 0.99 | 0.99 | 0.99 | Y | South | FC
SDG1_1_PDRP73 | CAISO System |  | 2 | 2 | 2 | 2 | 2 | 2 | 2 | 2 | 2 | 2 | 2 | 2 | Y | South | FC
SDG1_1_PDRP74 | CAISO System | SDG1_1_PDRP74 | 0.2 | 0.2 | 0.2 | 0.2 | 0.2 | 0.2 | 0.2 | 0.2 | 0.2 | 0.2 | 0.2 | 0.2 | Y | South | FC
SDG1_1_PDRP75 | CAISO System | SDG1_1_PDRP75 | 0.2 | 0.2 | 0.2 | 0.2 | 0.2 | 0.2 | 0.2 | 0.2 | 0.2 | 0.2 | 0.2 | 0.2 | Y | South | FC
SDG1_1_PDRP78 | CAISO System | SDG1_1_PDRP78 | 0.2 | 0.2 | 0.2 | 0.2 | 0.2 | 0.2 | 0.2 | 0.2 | 0.2 | 0.2 | 0.2 | 0.2 | Y | South | FC
SDG1_1_PDRP84 | CAISO System |  | JUN: 9.99; JUL: 9.99; AUG: 9.99; SEP: 9.99; OCT: 9.99; NOV: 9.99; DEC: 9.99 | Y | South | FC
SDG1_1_PDRP85 | CAISO System |  | JUN: 9.99; JUL: 9.99; AUG: 9.99; SEP: 9.99; OCT: 9.99; NOV: 9.99; DEC: 9.99 | Y | South | FC
SDG1_1_PDRP86 | CAISO System |  | JUN: 9.99; JUL: 9.99; AUG: 9.99; SEP: 9.99; OCT: 9.99; NOV: 9.99; DEC: 9.99 | Y | South | FC
SDG1_1_PDRP88 | CAISO System |  | JUN: 0.99; JUL: 0.99; AUG: 0.99; SEP: 0.99; OCT: 0.99; NOV: 0.99; DEC: 0.99 | Y | South | FC
SDG1_1_PDRP89 | CAISO System |  | JUN: 0.99; JUL: 0.99; AUG: 0.99; SEP: 0.99; OCT: 0.99; NOV: 0.99; DEC: 0.99 | Y | South | FC
SDG1_1_PDRP90 | CAISO System |  | JUN: 5; JUL: 5; AUG: 5; SEP: 5; OCT: 5; NOV: 5; DEC: 5 | Y | South | FC
SDG1_1_PDRP91 | CAISO System |  | JUN: 0.99; JUL: 0.99; AUG: 0.99; SEP: 0.99; OCT: 0.99; NOV: 0.99; DEC: 0.99 | Y | South | FC
SDG1_1_PDRP97 | CAISO System |  | JUN: 0.99; JUL: 0.99; AUG: 0.99; SEP: 0.99; OCT: 0.99; NOV: 0.99; DEC: 0.99 | Y | South | FC
SDG1_1_PDRP98 | CAISO System |  | JUN: 0.99; JUL: 0.99; AUG: 0.99; SEP: 0.99; OCT: 0.99; NOV: 0.99; DEC: 0.99 | Y | South | FC
SDG1_1_PDRP99 | CAISO System |  | JUN: 0.99; JUL: 0.99; AUG: 0.99; SEP: 0.99; OCT: 0.99; NOV: 0.99; DEC: 0.99 | Y | South | FC
SEARLS_7_ARGUS | CAISO System | Argus Cogeneration | 7.42 | 6.62 | 6.15 | 5.17 | 3.78 | 4.44 | 3.94 | 4.01 | 3.96 | 4.55 | 5.45 | 5.75 | N | South | FC
SEGS_1_SR2SL2 | CAISO System | Sunray 2 | 0.8 | 0.6 | 3.6 | 3 | 3.2 | 6.2 | 7.8 | 5.4 | 2.8 | 0.4 | 0.4 | 0 | N | South | FC
SENTNL_2_CTG1 | LA Basin | Sentinel Unit 1 | 103.76 | 103.76 | 103.76 | 103.76 | 103.76 | 103.76 | 103.76 | 103.76 | 103.76 | 103.76 | 103.76 | 103.76 | Y | South | FC
SENTNL_2_CTG2 | LA Basin | Sentinel Unit 2 | 95.34 | 95.34 | 95.34 | 95.34 | 95.34 | 95.34 | 95.34 | 95.34 | 95.34 | 95.34 | 95.34 | 95.34 | Y | South | FC
SENTNL_2_CTG3 | LA Basin | Sentinel Unit 3 | 96.85 | 96.85 | 96.85 | 96.85 | 96.85 | 96.85 | 96.85 | 96.85 | 96.85 | 96.85 | 96.85 | 96.85 | Y | South | FC
SENTNL_2_CTG4 | LA Basin | Sentinel Unit 4 | 102.47 | 102.47 | 102.47 | 102.47 | 102.47 | 102.47 | 102.47 | 102.47 | 102.47 | 102.47 | 102.47 | 102.47 | Y | South | FC
SENTNL_2_CTG5 | LA Basin | Sentinel Unit 5 | 103.81 | 103.81 | 103.81 | 103.81 | 103.81 | 103.81 | 103.81 | 103.81 | 103.81 | 103.81 | 103.81 | 103.81 | Y | South | FC
SENTNL_2_CTG6 | LA Basin | Sentinel Unit 6 | 100.99 | 100.99 | 100.99 | 100.99 | 100.99 | 100.99 | 100.99 | 100.99 | 100.99 | 100.99 | 100.99 | 100.99 | Y | South | FC
SENTNL_2_CTG7 | LA Basin | Sentinel Unit 7 | 97.06 | 97.06 | 97.06 | 97.06 | 97.06 | 97.06 | 97.06 | 97.06 | 97.06 | 97.06 | 97.06 | 97.06 | Y | South | FC
SENTNL_2_CTG8 | LA Basin | Sentinel Unit 8 | 101.8 | 101.8 | 101.8 | 101.8 | 101.8 | 101.8 | 101.8 | 101.8 | 101.8 | 101.8 | 101.8 | 101.8 | Y | South | FC
SGREGY_6_SANGER | Fresno | Algonquin Power Sanger 2 | 48.08 | 48.08 | 48.08 | 48.08 | 48.08 | 48.08 | 48.08 | 48.08 | 48.08 | 48.08 | 48.08 | 48.08 | Y | North | FC
SHELRF_1_UNITS | Bay Area | SHELL OIL REFINERY AGGREGATE | 27.91 | 26.45 | 24.53 | 22.46 | 33.68 | 31.99 | 27.88 | 27.71 | 26.98 | 24.62 | 27.87 | 29.29 | N | North | FC
SHUTLE_6_CREST | Big Creek-Ventura | CREST Contracts | 0 | 0 | 0 | 0 | 0 | 0 | 0 | 0 | 0 | 0 | 0 | 0 | N | South | EO
SIERRA_1_UNITS | Kern | HIGH SIERRA LIMITED | 51.52 | 51.54 | 50.94 | 50.64 | 50.24 | 49.58 | 49.46 | 49.57 | 50.13 | 50.53 | 51.24 | 51.76 | Y | North | FC
SISQUC_1_SMARIA | CAISO System | Santa Maria II LFG Power Plant | 0.9 | 0.56 | 0.69 | 0.36 | 0.38 | 0.42 | 0.59 | 0.85 | 1.03 | 1.05 | 1.03 | 0.88 | N | North | FC
SKERN_6_SOLAR1 | Kern | South Kern Solar PV Plant | 0.8 | 0.6 | 3.6 | 3 | 3.2 | 6.2 | 7.8 | 5.4 | 2.8 | 0.4 | 0.4 | 0 | N | North | FC
SKERN_6_SOLAR2 | Kern | SKIC Solar | 0.4 | 0.3 | 1.8 | 1.5 | 1.6 | 3.1 | 3.9 | 2.7 | 1.4 | 0.2 | 0.2 | 0 | N | North | FC
SLRMS3_2_SRMSR1 | San Diego-IV | SILVER RIDGE MOUNT SIGNAL 3 | 10 | 7.5 | 45 | 37.5 | 40 | 77.5 | 97.5 | 67.5 | 35 | 5 | 5 | 0 | N | South | FC
SLST13_2_SOLAR1 | CAISO System | Quinto Solar PV Project | 4.3 | 3.23 | 19.37 | 16.14 | 17.22 | 33.36 | 41.96 | 29.05 | 15.06 | 2.15 | 2.15 | 0 | N | North | FC
SLSTR1_2_SOLAR1 | CAISO System | Solar Star 1 | 12.4 | 9.3 | 55.8 | 46.5 | 49.6 | 96.1 | 120.9 | 83.7 | 43.4 | 6.2 | 6.2 | 0 | N | South | FC
SLSTR2_2_SOLAR2 | CAISO System | Solar Star 2 | 11.04 | 8.28 | 49.68 | 41.4 | 44.16 | 85.56 | 107.64 | 74.52 | 38.64 | 5.52 | 5.52 | 0 | N | South | FC
SLUISP_2_UNITS | CAISO System | SAN LUIS (GIANELLI) PUMP-GEN (AGGREGATE) | 33.28 | 47.29 | 94.41 | 64.48 | 79.72 | 83.28 | 0 | 0 | 0 | 0 | 0 | 0 | N | North | FC
SLYCRK_1_UNIT 1 | Sierra | SLY CREEK HYDRO | 13 | 13 | 13 | 13 | 13 | 13 | 13 | 13 | 13 | 13 | 13 | 13 | Y | North | FC
SMPRIP_1_SMPSON | CAISO System | Ripon Cogeneration Unit 1 | 46.05 | 46.05 | 46.05 | 46.05 | 46.05 | 46.05 | 46.05 | 46.05 | 46.05 | 46.05 | 46.05 | 46.05 | Y | North | FC
SMRCOS_6_LNDFIL | San Diego-IV | San Marcos Energy | 1.47 | 1.49 | 1.5 | 1.5 | 1.42 | 1.5 | 1.5 | 1.5 | 1.5 | 1.5 | 1.31 | 1.47 | N | South | FC
SMUDGO_7_UNIT 1 | NCNB | SONOMA POWER PLANT | 47 | 47 | 47 | 47 | 47 | 47 | 47 | 47 | 47 | 47 | 47 | 47 | Y | North | FC
SMYRNA_1_DL1SR1 | CAISO System | Delano Land 1 | 0.04 | 0.03 | 0.18 | 0.15 | 0.16 | 0.31 | 0.39 | 0.27 | 0.14 | 0.02 | 0.02 | 0 | N | North | ID | 100%
SNCLRA_2_HOWLNG | Big Creek-Ventura | Houwelings Nurseries Oxnard, Inc | 7.66 | 6.29 | 9.02 | 10.61 | 8.8 | 8.65 | 8.62 | 8.72 | 9.91 | 9.8 | 6.78 | 7.34 | N | South | FC
SNCLRA_2_SPRHYD | Big Creek-Ventura | Springville Hydroelectric Generator | 0.21 | 0.3 | 0.28 | 0.34 | 0.16 | 0.2 | 0.21 | 0.18 | 0.12 | 0.11 | 0.15 | 0.17 | N | South | FC
SNCLRA_2_UNIT | Big Creek-Ventura | Channel Islands Power | 27.5 | 27.5 | 27.5 | 27.5 | 27.5 | 27.5 | 27.5 | 27.5 | 27.5 | 27.5 | 27.5 | 27.5 | Y | South | FC
SNCLRA_2_UNIT1 | Big Creek-Ventura | New Indy Oxnard | 20.08 | 19.8 | 18.31 | 16.62 | 14.33 | 15.7 | 15.69 | 15.63 | 15.94 | 14.81 | 14.87 | 15.47 | N | South | FC
SNCLRA_6_OXGEN | Big Creek-Ventura | E.F. OXNARD INCORPORATED | 32.75 | 31.74 | 28.19 | 31.23 | 33.91 | 48.13 | 48.13 | 48.13 | 48.13 | 48.13 | 48.13 | 48.13 | N | South | FC
SNCLRA_6_PROCGN | Big Creek-Ventura | PROCTER AND GAMBLE OXNARD II | 45.63 | 41.22 | 31.91 | 45.52 | 43.04 | 45.51 | 45.66 | 45.47 | 45.25 | 44.78 | 45.18 | 44.7 | N | South | FC
SNCLRA_6_QF | Big Creek-Ventura | SANTA CLARA QFS | 0 | 0 | 0 | 0 | 0 | 0 | 0 | 0 | 0 | 0 | 0 | 0.01 | N | South | FC
SNDBAR_7_UNIT 1 | Stockton | SANDBAR | 10.4 | 9.6 | 10.6 | 13.59 | 14.04 | 14.03 | 14.24 | 12.88 | 10.28 | 7.65 | 6.27 | 8.57 | N | North | FC
SNMALF_6_UNITS | NCNB | Sonoma County Landfill | 3.32 | 3.79 | 3.2 | 3.58 | 3.49 | 2.61 | 3.25 | 3.12 | 3.27 | 3.13 | 3.4 | 3.43 | N | North | FC
SOUTH_2_UNIT | CAISO System | SOUTH HYDRO | 3.27 | 3.49 | 3.88 | 2.53 | 2.55 | 1.65 | 0.63 | 0.98 | 1.53 | 1.99 | 2.18 | 2.71 | N | North | FC
SPAULD_6_UNIT 3 | Sierra | SPAULDING HYDRO PH 3 UNIT | 0.8 | 0.83 | 2.16 | 2.46 | 1.49 | 0.69 | 1.91 | 1.59 | 2.88 | 2.78 | 1.19 | 0.78 | N | North | FC
SPAULD_6_UNIT12 | Sierra | SPAULDING HYDRO PH 1 & 2 AGGREGATE | 11.4 | 11.4 | 11.4 | 11.4 | 11.4 | 11.4 | 11.4 | 11.4 | 11.4 | 11.4 | 11.4 | 11.4 | Y | North | FC
SPBURN_2_UNIT 1 | CAISO System | Burney Biomass | 9.63 | 10.31 | 10.06 | 7.49 | 10.32 | 13.43 | 13.22 | 13.25 | 12.54 | 5.51 | 6.92 | 7.82 | N | North | FC
SPBURN_7_SNOWMT | CAISO System | SPBURN_7_SNOWMT | 1.3 | 1.53 | 2.4 | 2.42 | 1.07 | 0.19 | 0 | 0 | 0 | 0.06 | 0.13 | 0.57 | N | North | FC
SPI LI_2_UNIT 1 | Sierra | Lincoln Biomass | 5.58 | 6.29 | 6.49 | 5.5 | 8.61 | 9.8 | 10.07 | 9.93 | 9.69 | 6.21 | 5.52 | 5.29 | N | North | FC
SPIAND_1_ANDSN2 | CAISO System | SPI Anderson 2 | 12.16 | 13.61 | 15.69 | 12.13 | 16.09 | 19.43 | 18.87 | 20.28 | 19.52 | 13.66 | 8.57 | 13.46 | N | North | FC
SPICER_1_UNITS | CAISO System | SPICER HYDRO UNITS 1-3 AGGREGATE | 6 | 6 | 6 | 6 | 6 | 6 | 6 | 6 | 6 | 6 | 6 | 6 | Y | North | FC
SPIFBD_1_PL1X2 | Stockton | SIERRA PACIFIC IND. (SONORA) | 6.12 | 6.49 | 6.31 | 4.32 | 4.85 | 5.36 | 5.29 | 5.67 | 5.58 | 4.85 | 4.89 | 4.97 | N | North | FC
SPQUIN_6_SRPCQU | CAISO System | Quincy Biomass | 19.58 | 20.76 | 20.19 | 18.34 | 19.99 | 19.6 | 20.23 | 19.94 | 21.42 | 17.66 | 15.9 | 16.47 | N | North | FC
SPRGAP_1_UNIT 1 | Stockton | SPRING GAP HYDRO | 5.34 | 4.37 | 5.41 | 5.14 | 4.83 | 5.02 | 1.46 | 0.01 | 1.95 | 2.37 | 2.86 | 4.72 | N | North | FC
SPRGVL_2_CREST | Big Creek-Ventura | Springerville Aggregate Solar Resources | 0 | 0 | 0 | 0 | 0 | 0 | 0 | 0 | 0 | 0 | 0 | 0 | N | South | EO
SPRGVL_2_QF | Big Creek-Ventura | SPRINGVILLE QFS | 0.13 | 0.18 | 0.18 | 0.18 | 0.18 | 0.18 | 0.18 | 0.18 | 0.17 | 0.05 | 0 | 0 | N | South | FC
SPRGVL_2_TULE | Big Creek-Ventura | TULE RIVER HYDRO PLANT (PG&E) | 0.24 | 0.98 | 1.34 | 1.46 | 0.95 | 0.12 | 0 | 0 | 0 | 0 | 0 | 0 | N | South | FC
SPRGVL_2_TULESC | Big Creek-Ventura | TULE RIVER HYDRO PLANT (SCE) | 0.24 | 0.98 | 1.34 | 1.46 | 0.95 | 0.12 | 0 | 0 | 0 | 0 | 0 | 0 | N | South | FC
SRINTL_6_UNIT | Bay Area | SRI INTERNATIONAL | 1.18 | 1.21 | 1.04 | 1 | 1.05 | 0.82 | 0.94 | 0.78 | 0.75 | 0.83 | 0.95 | 0.98 | N | North | FC
STANIS_7_UNIT 1 | Stockton | STANISLAUS HYDRO | 91 | 91 | 91 | 91 | 91 | 91 | 91 | 91 | 91 | 91 | 91 | 91 | Y | North | FC
STANTN_2_STAGT1 | LA Basin |  | JUN: 49; JUL: 49; AUG: 49; SEP: 49; OCT: 49; NOV: 49; DEC: 49 | N | South | FC
STANTN_2_STAGT2 | LA Basin |  | JUN: 49; JUL: 49; AUG: 49; SEP: 49; OCT: 49; NOV: 49; DEC: 49 | N | South | FC
STAUFF_1_UNIT | Bay Area | RHODIA INC. (RHONE-POULENC) | 0.07 | 0.11 | 0.11 | 0.05 | 0.02 | 0 | 0.01 | 0.01 | 0.01 | 0.02 | 0.02 | 0.1 | N | North | FC
STIGCT_2_LODI | Sierra | LODI STIG UNIT | 49.5 | 49.5 | 49.5 | 49.5 | 49.5 | 49.5 | 49.5 | 49.5 | 49.5 | 49.5 | 49.5 | 49.5 | Y | North | FC
STNRES_1_UNIT | Stockton | Covanta Stanislaus | 13.43 | 18.43 | 18.24 | 16.13 | 18.81 | 19.07 | 18.45 | 18.26 | 17.65 | 18.01 | 18.37 | 18.01 | N | North | FC
STOILS_1_UNITS | Bay Area | Chevron Richmond Refinery | 0.81 | 0.25 | 0 | 0.23 | 0 | 0 | 0 | 5.14 | 0.07 | 5.4 | 6.48 | 3.11 | N | North | FC
STOREY_2_MDRCH2 | Fresno | Madera Chowchilla 2 | 0.17 | 0.21 | 0.27 | 0.37 | 0.43 | 0.42 | 0.41 | 0.28 | 0.15 | 0.08 | 0.01 | 0 | N | North | FC
STOREY_2_MDRCH3 | Fresno | Madera Chowchilla 3 | 0.09 | 0.1 | 0.1 | 0.15 | 0.26 | 0.3 | 0.3 | 0.19 | 0.05 | 0.06 | 0.01 | 0 | N | North | FC
STOREY_2_MDRCH4 | Fresno | Madera Chowchilla 4 | 0.18 | 0.21 | 0.23 | 0.41 | 0.65 | 0.66 | 0.63 | 0.2 | 0.19 | 0.01 | 0 | 0 | N | North | FC
STOREY_7_MDRCHW | Fresno | Madera Canal Site 980 | 0 | 0.22 | 0.61 | 1.03 | 0.88 | 1.37 | 1.31 | 0.82 | 0.42 | 0.22 | 0.05 | 0 | N | North | FC
STROUD_6_SOLAR | Fresno | Stroud Solar Station | 0.8 | 0.6 | 3.6 | 3 | 3.2 | 6.2 | 7.8 | 5.4 | 2.8 | 0.4 | 0.4 | 0 | N | North | ID | 100%
STROUD_6_WWHSR1 | Fresno | Winter Wheat Solar Farm | 0 | 0 | 0 | 0 | 0 | 0 | 0 | 0 | 0 | 0 | 0 | 0 | N | North | EO
SUMWHT_6_SWSSR1 | Fresno | Summer Wheat Solar Farm | 0.74 | 0.56 | 3.33 | 2.78 | 2.96 | 5.74 | 7.22 | 5 | 2.59 | 0.37 | 0.37 | 0 | N | North | ID | 100%
SUNRIS_2_PL1X3 | CAISO System | Sunrise Power Project AGGREGATE II | 586.02 | 586.02 | 586.02 | 586.02 | 586.02 | 586.02 | 586.02 | 586.02 | 586.02 | 586.02 | 586.02 | 586.02 | Y | North | FC
SUNSET_2_UNITS | CAISO System | MIDWAY SUNSET COGENERATION PLANT | 248 | 235.81 | 247.05 | 246.05 | 237.87 | 234.15 | 230.05 | 229.5 | 232.23 | 241.6 | 247.5 | 248 | Y | North | FC
SUNSHN_2_LNDFL | Big Creek-Ventura | Sunshine Gas Producers | 17.79 | 17.41 | 17.59 | 16.39 | 15.34 | 16.02 | 16.55 | 15.86 | 15.4 | 16.67 | 16.99 | 18.13 | N | South | ID | 100%
SUNSLR_1_SSVSR1 | CAISO System | Sunshine Valley Solar 1 |  |  |  | 12.75 | 13.6 | 26.35 | 33.15 | 22.95 | 11.9 | 1.7 | 1.7 | 0 | N | South | ID | 85% | Waiting for ELM upgrades, Jackass Flats - Mercury SW upgrade and multiple RAS implemenation for FCDS.
SUNSPT_2_WNASR1 | CAISO System | Windhub Solar A |  | 0.6 | 3.6 | 3 | 3.2 | 6.2 | 7.8 | 5.4 | 2.8 | 0.4 | 0.4 | 0 | N | South | FC |  | changed effective date
SWIFT_1_NAS | Bay Area | YERBA BUENA BATTERY | 3 | 3 | 3 | 3 | 3 | 3 | 3 | 3 | 3 | 3 | 3 | 3 | Y | North | PD | 100%
SYCAMR_2_UNIT 1 | Big Creek-Ventura | Sycamore Cogeneration Unit 1 | 80 | 80 | 80 | 80 | 80 | 78.98 | 79.44 | 77.41 | 77.99 | 79.57 | 80 | 80 | N | South | FC
SYCAMR_2_UNIT 2 | Big Creek-Ventura | Sycamore Cogeneration Unit 2 | 80 | 80 | 80 | 80 | 80 | 80 | 80 | 80 | 80 | 80 | 80 | 80 | Y | South | FC
SYCAMR_2_UNIT 3 | Big Creek-Ventura | Sycamore Cogeneration Unit 3 | 80 | 80 | 80 | 80 | 80 | 80 | 80 | 80 | 80 | 80 | 80 | 80 | Y | South | FC
SYCAMR_2_UNIT 4 | Big Creek-Ventura | Sycamore Cogeneration Unit 4 | 80 | 80 | 80 | 80 | 80 | 80 | 80 | 80 | 80 | 80 | 80 | 80 | Y | South | FC
TANHIL_6_SOLART | CAISO System | Berry Cogen 18 | 10.62 | 10.59 | 8.49 | 9.59 | 10.59 | 9.88 | 9.77 | 9.92 | 10.27 | 10.65 | 10.48 | 11.78 | N | North | FC
TBLMTN_6_QF | CAISO System | SMALL QF AGGREGATION - PARADISE | 0.61 | 0.93 | 0.92 | 1.29 | 0.97 | 0.56 | 0.27 | 0.18 | 0.22 | 0.24 | 0.25 | 0.31 | N | North | FC
TEHAPI_2_WIND1 | CAISO System | Wind Wall Monolith 1 | 2.08 | 1.79 | 4.17 | 3.72 | 3.72 | 4.91 | 3.42 | 3.13 | 2.23 | 1.19 | 1.79 | 1.94 | N | South | FC
TEHAPI_2_WIND2 | CAISO System | Wind Wall Monolith 2 | 2.97 | 2.55 | 5.95 | 5.31 | 5.31 | 7.01 | 4.89 | 4.46 | 3.19 | 1.7 | 2.55 | 2.76 | N | South | FC
TENGEN_2_PL1X2 | Big Creek-Ventura | Berry Cogen 42 | 30.86 | 30.33 | 37.31 | 32.65 | 30.3 | 37.8 | 36.99 | 37.6 | 37.59 | 33.69 | 35.4 | 34.23 | N | South | FC
TERMEX_2_PL1X3 | San Diego-IV | TDM | 605 | 605 | 605 | 605 | 601 | 593 | 591 | 593 | 596 | 605 | 605 | 605 | Y | South | FC
TESLA_1_QF | CAISO System | SMALL QF AGGREGATION - STOCKTON | 0.28 | 0.35 | 0.55 | 0.56 | 0.43 | 0.39 | 0.27 | 0.26 | 0.25 | 0.19 | 0.07 | 0.12 | N | North | FC
TIDWTR_2_UNITS | Bay Area | MARTINEZ COGEN LIMITED PARTNERSHIP | 25.4 | 16.79 | 10.18 | 12.5 | 12.71 | 20.37 | 16.29 | 11.19 | 8.61 | 19.15 | 19.48 | 23.21 | N | North | FC
TIFFNY_1_DILLON | LA Basin | TIFFNY_1_DILLON | 6.3 | 5.4 | 12.6 | 11.25 | 11.25 | 14.85 | 10.35 | 9.45 | 6.75 | 3.6 | 5.4 | 5.85 | N | South | FC
TIGRCK_7_UNITS | CAISO System | TIGER CREEK HYDRO AGGREGATE | 62 | 62 | 62 | 62 | 62 | 62 | 62 | 62 | 62 | 62 | 62 | 62 | Y | North | FC
TKOPWR_6_HYDRO | CAISO System | Bear Creek Hydroelectric Project | 1.53 | 1.53 | 2.13 | 2.26 | 0.61 | 0.06 | 0 | 0 | 0 | 0.04 | 0.3 | 0.7 | N | North | FC
TMPLTN_2_SOLAR | CAISO System | Vintner Solar | 0.06 | 0.05 | 0.27 | 0.23 | 0.24 | 0.47 | 0.59 | 0.41 | 0.21 | 0.03 | 0.03 | 0 | N | North | FC
TOADTW_6_UNIT | CAISO System | TOAD TOWN | 0.51 | 0.64 | 0.4 | 0.14 | 0.27 | 0.43 | 0.73 | 0.44 | 0.11 | 0.04 | 0.4 | 0.46 | N | North | FC
TOPAZ_2_SOLAR | CAISO System | Topaz Solar Farms | 22 | 16.5 | 99 | 82.5 | 88 | 170.5 | 214.5 | 148.5 | 77 | 11 | 11 | 0 | N | North | FC
TORTLA_1_SOLAR | CAISO System | Longboat Solar | 0.8 | 0.6 | 3.6 | 3 | 3.2 | 6.2 | 7.8 | 5.4 | 2.8 | 0.4 | 0.4 | 0 | N | South | FC
TRNQL8_2_AMASR1 | Fresno | Tranquillity 8 Amarillo | 0.8 | 0.6 | 3.6 | 3 | 3.2 | 6.2 | 7.8 | 5.4 | 2.8 | 0.4 | 0.4 | 0 | N | North | ID | 100%
TRNQL8_2_AZUSR1 | Fresno | Tranquillity 8 Azul | 0.8 | 0.6 | 3.6 | 3 | 3.2 | 6.2 | 7.8 | 5.4 | 2.8 | 0.4 | 0.4 | 0 | N | North | ID | 100%
TRNQL8_2_ROJSR1 | Fresno | Tranquillity 8 Rojo | 1.2 | 0.9 | 5.4 | 4.5 | 4.8 | 9.3 | 11.7 | 8.1 | 4.2 | 0.6 | 0.6 | 0 | N | North | ID | 30%
TRNQL8_2_VERSR1 | Fresno | Tranquillity 8 Verde | 0 | 0 | 0 | 0 | 0 | 0 | 0 | 0 | 0 | 0 | 0 | 0 | N | North | ID | 0%
TRNQLT_2_SOLAR | Fresno | Tranquillity | 8 | 6 | 36 | 30 | 32 | 62 | 78 | 54 | 28 | 4 | 4 | 0 | N | North | ID | 100%
TRNSWD_1_QF | LA Basin | FPL Energy C Wind | 5.46 | 4.68 | 10.91 | 9.74 | 9.74 | 12.86 | 8.96 | 8.18 | 5.85 | 3.12 | 4.68 | 5.07 | N | South | FC
TULARE_2_TULBM1 | Big Creek-Ventura | Tulare BioMAT Fuel Cell |  |  |  |  | 0 | 0 | 0 | 0 | 0 | 0 | 0 | 0 | N | South | EO
TULEWD_1_TULWD1 | San Diego-IV | Tule Wind | 17.86 | 15.31 | 35.73 | 31.9 | 31.9 | 42.11 | 29.35 | 26.8 | 19.14 | 10.21 | 15.31 | 16.59 | N | South | FC
TULLCK_7_UNITS | Stockton | Tullock Hydro | 4.03 | 6.43 | 6.66 | 19.96 | 23.06 | 20.68 | 19.53 | 18.85 | 12.66 | 11.13 | 5.22 | 4.84 | N | North | FC
TUPMAN_1_BIOGAS | CAISO System | ABEC Bidart-Stockale #1 | 0.25 | 0.26 | 0.31 | 0.28 | 0.33 | 0.32 | 0.21 | 0.22 | 0.21 | 0.24 | 0.18 | 0.17 | N | North | FC
TWISSL_6_SOLAR | CAISO System | Nickel 1 ("NLH1") | 0.06 | 0.05 | 0.27 | 0.23 | 0.24 | 0.47 | 0.59 | 0.41 | 0.21 | 0.03 | 0.03 | 0 | N | North | FC
TWISSL_6_SOLAR1 | CAISO System | Coronal Lost Hills | 0.8 | 0.6 | 3.6 | 3 | 3.2 | 6.2 | 7.8 | 5.4 | 2.8 | 0.4 | 0.4 | 0 | N | North | FC
TX-ELK_6_ECKSR2 | CAISO System | Eagle Creek |  |  | 0 | 0 | 0 | 0 | 0 | 0 | 0 | 0 | 0 | 0 | N | North | EO
TX-ELK_6_SOLAR1 | CAISO System | Castor | 0 | 0 | 0 | 0 | 0 | 0 | 0 | 0 | 0 | 0 | 0 | 0 | N | North | EO
TXMCKT_6_UNIT | CAISO System | McKittrick Cogen | 1.82 | 2.76 | 2.94 | 3.06 | 3.02 | 2.5 | 2.73 | 2.08 | 2.13 | 2.91 | 2.95 | 2.45 | N | North | FC
UKIAH_7_LAKEMN | NCNB | UKIAH LAKE MENDOCINO HYDRO | 1.7 | 1.7 | 1.7 | 1.7 | 1.7 | 1.7 | 1.7 | 1.7 | 1.7 | 1.7 | 1.7 | 1.7 | Y | North | FC
ULTPCH_1_UNIT 1 | Stockton | Pacific Ultrapower Chinese Station | 16.84 | 16.73 | 16.52 | 12.21 | 12.06 | 16.92 | 16.17 | 16.19 | 15.85 | 16.12 | 14.15 | 17.85 | Y | North | FC
ULTPFR_1_UNIT 1 | Fresno | Rio Bravo Fresno | 21.71 | 16.87 | 24.3 | 24.04 | 15.66 | 23.29 | 23.36 | 24.07 | 19.04 | 24.07 | 23.07 | 23.93 | Y | North | FC
ULTRCK_2_UNIT | Sierra | Rio Bravo Rocklin | 23.87 | 19.45 | 24.4 | 24.12 | 14.72 | 24.25 | 23.52 | 22.83 | 18.47 | 23.2 | 18.82 | 23.08 | Y | North | FC
UNCHEM_1_UNIT | Bay Area | CONTRA COSTA CARBON PLANT | 14.12 | 12.6 | 11.42 | 12.62 | 10.07 | 13.03 | 11.21 | 13.1 | 10.21 | 7.38 | 13.45 | 14.6 | N | North | FC
UNOCAL_1_UNITS | Bay Area | TOSCO (RODEO PLANT) | 8.05 | 5.6 | 1.74 | 0.31 | 0.79 | 0.12 | 0.78 | 0.07 | 0.31 | 4.29 | 2.4 | 2.05 | N | North | FC
UNVRSY_1_UNIT 1 | CAISO System | Berry Cogen 38 - Unit 1 | 36.51 | 35.86 | 24.17 | 21.76 | 33.29 | 33.96 | 33.69 | 34.03 | 34.36 | 33.58 | 32.61 | 36.73 | N | North | FC
USWND2_1_WIND1 | CAISO System | Golden Hills A | 6.01 | 5.16 | 12.03 | 10.74 | 10.74 | 14.18 | 9.88 | 9.02 | 6.44 | 3.44 | 5.16 | 5.58 | N | North | FC
USWND2_1_WIND2 | CAISO System | Golden Hills B | 6.01 | 5.16 | 12.03 | 10.74 | 10.74 | 14.18 | 9.88 | 9.02 | 6.44 | 3.44 | 5.16 | 5.58 | N | North | FC
USWND2_1_WIND3 | CAISO System | Golden Hills C | 6.44 | 5.52 | 12.88 | 11.5 | 11.5 | 15.18 | 10.58 | 9.66 | 6.9 | 3.68 | 5.52 | 5.98 | N | North | FC
USWND4_2_UNIT2 | CAISO System | Altamont Landfill Gas to Energy | 7.4 | 7.4 | 7.35 | 6.41 | 7.4 | 7.4 | 7.4 | 7.4 | 7.4 | 7.23 | 7.4 | 7.4 | Y | North | FC
USWNDR_2_LABWD1 | Bay Area | LaBrisa Wind Project | 1.26 | 1.08 | 2.52 | 2.25 | 2.25 | 2.97 | 2.07 | 1.89 | 1.35 | 0.72 | 1.08 | 1.17 | N | North | FC
USWNDR_2_SMUD | Bay Area | SOLANO WIND FARM | 14.31 | 12.26 | 28.61 | 25.55 | 25.55 | 33.72 | 23.5 | 21.46 | 15.33 | 8.17 | 12.26 | 13.28 | N | North | FC
USWNDR_2_SMUD2 | Bay Area | Solano Wind Project Phase 3 | 17.89 | 15.34 | 35.78 | 31.95 | 31.95 | 42.17 | 29.39 | 26.84 | 19.17 | 10.22 | 15.34 | 16.61 | N | North | FC
USWPJR_2_UNITS | Bay Area | Vasco Wind | 10.95 | 9.38 | 21.9 | 19.55 | 19.55 | 25.81 | 17.99 | 16.42 | 11.73 | 6.26 | 9.38 | 10.17 | N | North | FC
VACADX_1_NAS | CAISO System | VACA-DIXON BATTERY | [12 empty] | Y | North | ID | 100% | bar: JAN to DEC
VACADX_1_SOLAR | CAISO System | Vaca-Dixon Solar Station | 0.1 | 0.08 | 0.45 | 0.38 | 0.4 | 0.78 | 0.98 | 0.68 | 0.35 | 0.05 | 0.05 | 0 | N | North | FC
VACADX_1_UNITA1 | CAISO System | CalPeak Power Vaca Dixon Unit 1 | 50.61 | 50.61 | 50.61 | 50.61 | 50.61 | 50.61 | 50.61 | 50.61 | 50.61 | 50.61 | 50.61 | 50.61 | Y | North | FC
VALLEY_5_PERRIS | LA Basin | MWD Perris Hydroelectric Recovery Plant | 7.94 | 7.94 | 7.94 | 7.94 | 7.94 | 7.94 | 7.94 | 7.94 | 7.94 | 7.94 | 7.94 | 7.94 | Y | South | FC
VALLEY_5_REDMTN | LA Basin | MWD Red Mountain Hydroelectric Recovery | 0 | 0 | 0 | 2.1 | 2.6 | 2.9 | 3.5 | 3.8 | 3.5 | 2.6 | 2.3 | 1.5 | N | South | FC
VALLEY_5_RTS044 | LA Basin | SPVP044 | 0.32 | 0.24 | 1.44 | 1.2 | 1.28 | 2.48 | 3.12 | 2.16 | 1.12 | 0.16 | 0.16 | 0 | N | South | FC
VALLEY_5_SOLAR1 | LA Basin | Kona Solar - Meridian #1 | 0 | 0 | 0 | 0 | 0 | 0 | 0 | 0 | 0 | 0 | 0 | 0 | N | South | EO
VALLEY_5_SOLAR2 | LA Basin | AP North Lake Solar | 0.8 | 0.6 | 3.6 | 3 | 3.2 | 6.2 | 7.8 | 5.4 | 2.8 | 0.4 | 0.4 | 0 | N | South | ID | 100%
VALTNE_2_AVASR1 | CAISO System | Valentine Solar | 4 | 3 | 18 | 15 | 16 | 31 | 39 | 27 | 14 | 2 | 2 | 0 | N | South | FC
VEAVST_1_SOLAR | CAISO System | Community Solar | 0 | 0 | 0 | 0 | 0 | 0 | 0 | 0 | 0 | 0 | 0 | 0 | N | South | EO
VEDDER_1_SEKERN | Kern | TEXACO EXPLORATION & PROD (SE KERN RIVER | 0.11 | 0.25 | 0.6 | 0.85 | 1.07 | 1.42 | 1.87 | 2.19 | 0.73 | 1.17 | 2.88 | 0.21 | N | North | FC
VEGA_6_SOLAR1 | Fresno | Vega Solar | 0 | 0 | 0 | 0 | 0 | 0 | 0 | 0 | 0 | 0 | 0 | 0 | N | North | EO
VENWD_1_WIND1 | LA Basin | Windpark Unlimited 1 | 1.32 | 1.13 | 2.64 | 2.36 | 2.36 | 3.11 | 2.17 | 1.98 | 1.41 | 0.75 | 1.13 | 1.23 | N | South | FC
VENWD_1_WIND2 | LA Basin | Windpark Unlimited 2 | 2.25 | 1.93 | 4.49 | 4.01 | 4.01 | 5.3 | 3.69 | 3.37 | 2.41 | 1.28 | 1.93 | 2.09 | N | South | FC
VENWD_1_WIND3 | LA Basin | Painted Hills Windpark | 2.67 | 2.28 | 5.33 | 4.76 | 4.76 | 6.28 | 4.38 | 4 | 2.86 | 1.52 | 2.28 | 2.48 | N | South | FC
VERNON_6_GONZL1 | LA Basin | H. Gonzales Unit #1 | 5.75 | 5.75 | 5.75 | 5.75 | 5.75 | 5.75 | 5.75 | 5.75 | 5.75 | 5.75 | 5.75 | 5.75 | Y | South | FC
VERNON_6_GONZL2 | LA Basin | H. Gonzales Unit #2 | 5.75 | 5.75 | 5.75 | 5.75 | 5.75 | 5.75 | 5.75 | 5.75 | 5.75 | 5.75 | 5.75 | 5.75 | Y | South | FC
VERNON_6_MALBRG | LA Basin | Malburg Generating Station | 134 | 134 | 134 | 134 | 134 | 134 | 134 | 134 | 134 | 134 | 134 | 134 | Y | South | FC
VESTAL_2_KERN | Big Creek-Ventura | KERN RIVER PH 3 UNITS 1 & 2 AGGREGATE | 14.15 | 17.8 | 26.53 | 31.32 | 32.48 | 28.64 | 18.04 | 12.63 | 6.88 | 4.61 | 7.33 | 9.25 | N | South | FC
VESTAL_2_RTS042 | Big Creek-Ventura | SPVP042 Porterville Solar | 0 | 0 | 0 | 0 | 0 | 0 | 0 | 0 | 0 | 0 | 0 | 0 | N | South | EO
VESTAL_2_SOLAR1 | Big Creek-Ventura | NICOLIS | 0.8 | 0.6 | 3.6 | 3 | 3.2 | 6.2 | 7.8 | 5.4 | 2.8 | 0.4 | 0.4 | 0 | N | South | FC
VESTAL_2_SOLAR2 | Big Creek-Ventura | TROPICO | 0.56 | 0.42 | 2.52 | 2.1 | 2.24 | 4.34 | 5.46 | 3.78 | 1.96 | 0.28 | 0.28 | 0 | N | South | FC
VESTAL_2_UNIT1 | Big Creek-Ventura | CALGREN-PIXLEY | 4.11 | 3.93 | 4.19 | 4.12 | 4.18 | 4.11 | 3.9 | 4.03 | 4.42 | 4.57 | 4.59 | 4.62 | N | South | FC
VESTAL_2_WELLHD | Big Creek-Ventura | Wellhead Power Delano | 49 | 49 | 49 | 49 | 49 | 49 | 49 | 49 | 49 | 49 | 49 | 49 | Y | South | FC
VESTAL_6_QF | Big Creek-Ventura | VESTAL QFS | 1.26 | 2.41 | 3.49 | 3.85 | 5.35 | 6.21 | 6.34 | 5.49 | 2.73 | 2.02 | 0.73 | 0.44 | N | South | FC
VICTOR_1_CREST | CAISO System | Victor Aggregate Solar Resources | 0 | 0 | 0 | 0 | 0 | 0 | 0 | 0 | 0 | 0 | 0 | 0 | N | South | EO
VICTOR_1_EXSLRA | CAISO System | Expressway Solar A | 0.08 | 0.06 | 0.36 | 0.3 | 0.32 | 0.62 | 0.78 | 0.54 | 0.28 | 0.04 | 0.04 | 0 | N | South | FC
VICTOR_1_EXSLRB | CAISO System | Expressway Solar B | 0.08 | 0.06 | 0.36 | 0.3 | 0.32 | 0.62 | 0.78 | 0.54 | 0.28 | 0.04 | 0.04 | 0 | N | South | FC
VICTOR_1_LVSLR1 | CAISO System | Lone Valley Solar Park 1 | 0 | 0 | 0 | 0 | 0 | 0 | 0 | 0 | 0 | 0 | 0 | 0 | N | South | EO
VICTOR_1_LVSLR2 | CAISO System | Lone Valley Solar Park 2 | 0 | 0 | 0 | 0 | 0 | 0 | 0 | 0 | 0 | 0 | 0 | 0 | N | South | EO
VICTOR_1_SLRHES | CAISO System | Sunedison - Hesperia | 0 | 0 | 0 | 0 | 0 | 0 | 0 | 0 | 0 | 0 | 0 | 0 | N | South | EO
VICTOR_1_SOLAR1 | CAISO System | Victor Phelan Solar One | 0 | 0 | 0 | 0 | 0 | 0 | 0 | 0 | 0 | 0 | 0 | 0 | N | South | EO
VICTOR_1_SOLAR2 | CAISO System | Alamo Solar | 0 | 0 | 0 | 0 | 0 | 0 | 0 | 0 | 0 | 0 | 0 | 0 | N | South | EO
VICTOR_1_SOLAR3 | CAISO System | Adelanto Solar 2 | 0.28 | 0.21 | 1.26 | 1.05 | 1.12 | 2.17 | 2.73 | 1.89 | 0.98 | 0.14 | 0.14 | 0 | N | South | FC
VICTOR_1_SOLAR4 | CAISO System | Adelanto Solar | 0 | 0 | 0 | 0 | 0 | 0 | 0 | 0 | 0 | 0 | 0 | 0 | N | South | EO
VICTOR_1_VDRYFA | CAISO System | Victor Dry Farm Ranch A | 0.2 | 0.15 | 0.9 | 0.75 | 0.8 | 1.55 | 1.95 | 1.35 | 0.7 | 0.1 | 0.1 | 0 | N | South | FC
VICTOR_1_VDRYFB | CAISO System | Victor Dry Farm Ranch B | 0 | 0 | 0 | 0 | 0 | 0 | 0 | 0 | 0 | 0 | 0 | 0 | N | South | EO
VILLPK_2_VALLYV | LA Basin | MWD Valley View Hydroelectric Recovery P | 4.1 | 4.1 | 4.1 | 4.1 | 4.1 | 4.1 | 4.1 | 4.1 | 4.1 | 4.1 | 4.1 | 4.1 | Y | South | FC
VILLPK_6_MWDYOR | LA Basin | Yorba Linda Hydroelectric Recovery Plant | 2.1 | 2 | 1.8 | 2.6 | 2.9 | 3.2 | 3.6 | 3.6 | 3.4 | 3.1 | 2.8 | 2.3 | Y | South | FC
VINCNT_2_QF | CAISO System | VINCENT QFS | 28.98 | 24.84 | 57.96 | 51.75 | 51.75 | 68.31 | 47.61 | 43.47 | 31.05 | 16.56 | 24.84 | 26.91 | N | South | FC
VINCNT_2_WESTWD | CAISO System | Oasis Power Plant | 8.26 | 7.08 | 16.52 | 14.75 | 14.75 | 19.47 | 13.57 | 12.39 | 8.85 | 4.72 | 7.08 | 7.67 | N | South | FC
VISTA_2_RIALTO | LA Basin | Rialto RT Solar | 0.04 | 0.03 | 0.18 | 0.15 | 0.16 | 0.31 | 0.39 | 0.27 | 0.14 | 0.02 | 0.02 | 0 | N | South | FC
VISTA_2_RTS028 | LA Basin | SPVP028 | 0.14 | 0.11 | 0.63 | 0.53 | 0.56 | 1.09 | 1.37 | 0.95 | 0.49 | 0.07 | 0.07 | 0 | N | South | FC
VISTA_6_QF | LA Basin | VISTA QFS | 0.03 | 0.02 | 0.01 | 0.02 | 0.05 | 0.08 | 0.1 | 0.1 | 0.09 | 0.06 | 0.07 | 0.04 | N | South | FC
VLCNTR_6_VCSLR | San Diego-IV | Cole Grade | 0.09 | 0.07 | 0.42 | 0.35 | 0.37 | 0.72 | 0.91 | 0.63 | 0.33 | 0.05 | 0.05 | 0 | N | South | FC
VLCNTR_6_VCSLR1 | San Diego-IV | Valley Center 1 | 0.1 | 0.08 | 0.45 | 0.38 | 0.4 | 0.78 | 0.98 | 0.68 | 0.35 | 0.05 | 0.05 | 0 | N | South | FC
VLCNTR_6_VCSLR2 | San Diego-IV | Valley Center 2 | 0.2 | 0.15 | 0.9 | 0.75 | 0.8 | 1.55 | 1.95 | 1.35 | 0.7 | 0.1 | 0.1 | 0 | N | South | FC
VLYHOM_7_SSJID | Stockton | Woodward Power Plant | 0 | 0 | 0 | 0 | 0.72 | 0.93 | 1.16 | 0.65 | 0.07 | 0.06 | 0 | 0 | N | North | FC
VOLTA_2_UNIT 1 | CAISO System | VOLTA HYDRO UNIT 1 | 6.42 | 7 | 7.62 | 7.92 | 7.48 | 3.34 | 4.91 | 4.07 | 3.92 | 4.28 | 4.58 | 5.4 | N | North | FC
VOLTA_2_UNIT 2 | CAISO System | Volta Hydro Unit 2 | 0.74 | 0.76 | 0.86 | 0.77 | 0.84 | 0.36 | 0.41 | 0.47 | 0.45 | 0.5 | 0.53 | 0.58 | N | North | FC
VOLTA_6_BAILCK | CAISO System | Bailey Creek Ranch | 0 | 0 | 0 | 0 | 0 | 0 | 0 | 0 | 0 | 0 | 0 | 0 | N | North | EO
VOLTA_6_DIGHYD | CAISO System | Digger Creek Ranch Hydro | 0.39 | 0.4 | 0.51 | 0.57 | 0.52 | 0.43 | 0.39 | 0.34 | 0.31 | 0.31 | 0.32 | 0.35 | N | North | FC
VOLTA_7_PONHY1 | CAISO System | [5 empty] | 0.86 | 0.93 | 0.91 | 0.9 | 0.89 | 0.8 | 0.7 | 0.8 | N | North | FC
VOLTA_7_QFUNTS | CAISO System | VOLTA_7_QFUNTS | 0.54 | 0.6 | 0.85 | 0.88 | 0.89 | 0.8 | 0.39 | 0.09 | 0.06 | 0.12 | 0.21 | 0.28 | N | North | FC
VOYAGR_2_VOYWD1 | CAISO System |  |  |  | 32.78 | 32.78 | 32.78 | 43.26 | 30.15 | 27.53 | 19.67 | 10.49 | 15.73 | 13.11 | N | South | FC
VOYAGR_2_VOYWD2 | CAISO System | Voyager Wind 2 | 18.02 | 15.44 | 36.04 | 32.18 | 32.18 | 42.47 | 29.6 | 27.03 | 19.31 | 10.3 | 15.44 | 16.73 | N | South | FC
VOYAGR_2_VOYWD3 | CAISO System | Voyager Wind 3 | 6.05 | 5.18 | 12.1 | 10.8 | 10.8 | 14.26 | 9.94 | 9.07 | 6.48 | 3.46 | 5.18 | 5.62 | N | South | FC
VOYAGR_2_VOYWD4 | CAISO System | Voyager Wind 4 | 3.02 | 2.59 | 6.05 | 5.4 | 5.4 | 7.13 | 4.97 | 4.54 | 3.24 | 1.73 | 2.59 | 2.81 | N | South | FC
VSTAES_6_VESBT1 | San Diego-IV | Vista Energy Storage | 11 | 11 | 11 | 11 | 11 | 11 | 11 | 11 | 11 | 11 | 11 | 11 | Y | South | ID | 100%
WADHAM_6_UNIT | CAISO System | Wadham Energy LP | 22.74 | 23.24 | 16.53 | 17.95 | 19.88 | 21.61 | 23.31 | 24.24 | 24.29 | 17.92 | 24.46 | 23.68 | N | North | FC
WALCRK_2_CTG1 | LA Basin | Walnut Creek Energy Park Unit 1 | 96.43 | 96.43 | 96.43 | 96.43 | 96.43 | 96.43 | 96.43 | 96.43 | 96.43 | 96.43 | 96.43 | 96.43 | Y | South | FC
WALCRK_2_CTG2 | LA Basin | Walnut Creek Energy Park Unit 2 | 96.91 | 96.91 | 96.91 | 96.91 | 96.91 | 96.91 | 96.91 | 96.91 | 96.91 | 96.91 | 96.91 | 96.91 | Y | South | FC
WALCRK_2_CTG3 | LA Basin | Walnut Creek Energy Park Unit 3 | 96.65 | 96.65 | 96.65 | 96.65 | 96.65 | 96.65 | 96.65 | 96.65 | 96.65 | 96.65 | 96.65 | 96.65 | Y | South | FC
WALCRK_2_CTG4 | LA Basin | Walnut Creek Energy Park Unit 4 | 96.49 | 96.49 | 96.49 | 96.49 | 96.49 | 96.49 | 96.49 | 96.49 | 96.49 | 96.49 | 96.49 | 96.49 | Y | South | FC
WALCRK_2_CTG5 | LA Basin | Walnut Creek Energy Park Unit 5 | 96.65 | 96.65 | 96.65 | 96.65 | 96.65 | 96.65 | 96.65 | 96.65 | 96.65 | 96.65 | 96.65 | 96.65 | Y | South | FC
WALNUT_2_SOLAR | LA Basin | Industry MetroLink PV 1 | 0 | 0 | 0 | 0 | 0 | 0 | 0 | 0 | 0 | 0 | 0 | 0 | N | South | EO
WALNUT_6_HILLGEN | LA Basin | Puente Hills | 35.35 | 36.75 | 35.84 | 33.56 | 35.21 | 33.24 | 32.7 | 32.97 | 33.06 | 28.72 | 31.91 | 31.81 | N | South | FC
WALNUT_7_WCOVST | LA Basin | MM West Covina - ST Unit | 5.6 | 5.65 | 5.62 | 5.25 | 5.73 | 5.56 | 5.6 | 5.37 | 5.61 | 5.59 | 5.45 | 5.48 | N | South | FC
WARNE_2_UNIT | Big Creek-Ventura | WARNE HYDRO AGGREGATE | 1.89 | 37.74 | 41.41 | 42.97 | 41.58 | 42.92 | 41.58 | 41.58 | 42.93 | 41.49 | 39.96 | 36.31 | Y | South | FC
WAUKNA_1_SOLAR | Fresno | Corcoran Solar | 0.8 | 0.6 | 3.6 | 3 | 3.2 | 6.2 | 7.8 | 5.4 | 2.8 | 0.4 | 0.4 | 0 | N | North | ID | 100%
WAUKNA_1_SOLAR2 | Fresno | Corcoran 2 | 0.79 | 0.59 | 3.56 | 2.96 | 3.16 | 6.12 | 7.7 | 5.33 | 2.77 | 0.4 | 0.4 | 0 | N | North | FC
WDLEAF_7_UNIT 1 | Sierra | WOODLEAF HYDRO | 60 | 60 | 60 | 60 | 60 | 60 | 60 | 60 | 60 | 60 | 60 | 60 | Y | North | FC
WEBER_6_FORWRD | Stockton | Forward | 4.2 | 4.2 | 4.2 | 4.2 | 4.2 | 4.2 | 4.2 | 4.2 | 4.2 | 4.2 | 4.2 | 4.2 | N | North | FC
WESTPT_2_UNIT | CAISO System | West Point Hydro Plant | 14 | 14 | 14 | 14 | 14 | 14 | 14 | 14 | 14 | 14 | 14 | 14 | Y | North | FC
WFRESN_1_SOLAR | Fresno | Joya Del Sol | 0 | 0 | 0 | 0 | 0 | 0 | 0 | 0 | 0 | 0 | 0 | 0 | N | North | EO
WHEATL_6_LNDFIL | Sierra | G2 ENERGY, OSTROM ROAD LLC | 3.55 | 3.55 | 3.55 | 3.55 | 3.55 | 3.55 | 3.55 | 3.55 | 3.55 | 3.55 | 3.55 | 3.55 | N | North | FC | 100%
WHITNY_6_SOLAR | Fresno | Whitney Point Solar | 0 | 0 | 0 | 0 | 0 | 0 | 0 | 0 | 0 | 0 | 0 | 0 | N | North | EO
WHTWTR_1_WINDA1 | LA Basin | Whitewater Hill Wind Project | 8.61 | 7.38 | 17.22 | 15.38 | 15.38 | 20.3 | 14.15 | 12.92 | 9.23 | 4.92 | 7.38 | 8 | N | South | FC
WISE_1_UNIT 1 | Sierra | Wise Hydro Unit 1 | 14.5 | 14.5 | 14.5 | 14.5 | 14.5 | 14.5 | 14.5 | 14.5 | 14.5 | 14.5 | 14.5 | 14.5 | Y | North | FC
WISE_1_UNIT 2 | Sierra | WISE HYDRO UNIT 2 | 3.2 | 3.2 | 3.2 | 3.2 | 3.2 | 3.2 | 3.2 | 3.2 | 3.2 | 3.2 | 3.2 | 3.2 | Y | North | FC
WISHON_6_UNITS | Fresno | Wishon/San Joaquin #1-A AGGREGATE | 18.4 | 18.4 | 18.4 | 18.4 | 18.4 | 18.4 | 18.4 | 18.4 | 18.4 | 18.4 | 18.4 | 18.4 | Y | North | FC
WISTRA_2_WRSSR1 | San Diego-IV | Wistaria Ranch Solar | 4 | 3 | 18 | 15 | 16 | 31 | 39 | 27 | 14 | 2 | 2 | 0 | N | South | FC
WLDWD_1_SOLAR1 | CAISO System | Wildwood Solar I | 0.8 | 0.6 | 3.6 | 3 | 3.2 | 6.2 | 7.8 | 5.4 | 2.8 | 0.4 | 0.4 | 0 | N | North | FC
WLDWD_1_SOLAR2 | CAISO System | Wildwood Solar 2 | 0.6 | 0.45 | 2.7 | 2.25 | 2.4 | 4.65 | 5.85 | 4.05 | 2.1 | 0.3 | 0.3 | 0 | N | North | FC
WNDMAS_2_UNIT 1 | Bay Area | BUENA VISTA ENERGY, LLC | 5.32 | 4.56 | 10.64 | 9.5 | 9.5 | 12.54 | 8.74 | 7.98 | 5.7 | 3.04 | 4.56 | 4.94 | N | North | FC
WNDSTR_2_WIND | CAISO System | Windstar | 16.8 | 14.4 | 33.6 | 30 | 30 | 39.6 | 27.6 | 25.2 | 18 | 9.6 | 14.4 | 15.6 | N | South | FC
WOLFSK_1_UNITA1 | CAISO System | Wolfskill Energy Center | 46.9 | 46.9 | 46.9 | 46.9 | 46.9 | 46.9 | 46.9 | 46.9 | 46.9 | 46.9 | 46.9 | 46.9 | Y | North | FC
WOODWR_1_HYDRO | Fresno | Quinten Luallen | 0 | 0 | 0 | 0 | 0 | 0 | 0 | 0 | 0 | 0 | 0 | 0 | N | North | EO
WRGHTP_7_AMENGY | Fresno | SMALL QF AGGREGATION - LOS BANOS | 0.02 | 0.07 | 0 | 0.04 | 0.28 | 0.44 | 0.52 | 0.53 | 0.62 | 0.4 | 0.22 | 0.05 | N | North | FC
WRGTSR_2_WSFSR1 | CAISO System | Wright Solar Freeman |  | 6 | 36 | 30 | 32 | 62 | 78 | 54 | 28 | 4 | 4 | 0 | N | North | FC
WSENGY_1_UNIT 1 | CAISO System | Wheelabrator Shasta | 40.76 | 40.17 | 39.37 | 35.15 | 39.1 | 40.9 | 40.2 | 40.68 | 41.18 | 38.36 | 39.58 | 37.22 | N | North | FC
WSTWND_2_M89WD1 | CAISO System | Mojave 89 | 11.57 | 9.92 | 23.14 | 20.66 | 20.66 | 27.27 | 19.01 | 17.36 | 12.4 | 6.61 | 9.92 | 10.74 | N | South | FC
WSTWND_2_M90WD2 | CAISO System | Mojave 90 |  |  |  | 18.21 | 18.21 | 24.04 | 16.76 | 15.3 | 10.93 | 5.83 | 8.74 | 9.47 | N | South | FC
YUBACT_1_SUNSWT | Sierra | YUBA CITY COGEN | 49.97 | 49.97 | 49.97 | 49.97 | 49.97 | 49.97 | 49.97 | 49.97 | 49.97 | 49.97 | 49.97 | 49.97 | Y | North | FC
YUBACT_6_UNITA1 | Sierra | Yuba City Energy Center (Calpine) | 47.6 | 47.6 | 47.6 | 47.6 | 47.6 | 47.6 | 47.6 | 47.6 | 47.6 | 47.6 | 47.6 | 47.6 | Y | North | FC
ZOND_6_UNIT | Bay Area | ZOND WINDSYSTEMS INC. | 2.39 | 2.05 | 4.79 | 4.28 | 4.28 | 5.64 | 3.93 | 3.59 | 2.57 | 1.37 | 2.05 | 2.22 | N | North | FC

## All Data and Forumulas
Resource ID | Resource Name | Outage Type | Capacity (MW) | Curtailed (MW) | Available Capacity | August RA | Max Internal RA Curtailed | August RA with Dynamics | Max RA Curtailed | Dynamic | Zone Name | Resource Type | Fuel Type
ADLIN_1_UNITS | GEYSERS AIDLIN AGGREGATE | Forced | 22 | 10 | 12 | 16 | 4 | 16 | 4 | Internal | PGAE Gen | STEAM | GEOTHERMAL
ALAMIT_2_PL1X3 | Alamitos Energy Center Unit 7 | Forced | 674.7 | 6.7 | 668 | 674.7 | 6.7 | 674.7 | 6.7 | Internal | SCE Gen | COMBINED CYCLE | NATURAL GAS
ALAMIT_7_UNIT 4 | ALAMITOS GEN STA. UNIT 4 | Planned | 335.67 | 335.67 | 0 | 335.67 | 335.67 | 335.67 | 335.67 | Internal | SCE Gen | STEAM | NATURAL GAS
ALMEGT_1_UNIT 1 | ALAMEDA GT UNIT 1 | Forced | 25 | 4 | 21 | 23.4 | 2.4 | 23.4 | 2.4 | Internal | PGAE South | COMBUSTION TURBINE | NATURAL GAS
ALMEGT_1_UNIT 2 | ALAMEDA GT UNIT 2 | Forced | 25 | 4 | 21 | 23.5 | 2.5 | 23.5 | 2.5 | Internal | PGAE South | COMBUSTION TURBINE | NATURAL GAS
ALTA3A_2_CPCE4 | Alta Wind 4 | Forced | 102 | 12 | 90 | 21.42 | 0 | 21.42 | 0 | Internal | SCE Gen | WIND | WIND
ALTA3A_2_CPCE5 | Alta Wind 5 | Forced | 168 | 15 | 153 | 35.28 | 0 | 35.28 | 0 | Internal | SCE Gen | WIND | WIND
ALTA3A_2_CPCE8 | Alta Wind 8 | Forced | 150 | 6 | 144 | 31.5 | 0 | 31.5 | 0 | Internal | SCE Gen | WIND | WIND
ALTA4A_2_CPCW1 | Alta Wind 1 | Forced | 150 | 0 | 150 | 31.5 | 0 | 31.5 | 0 | Internal | SCE Gen | WIND | WIND
ALTA4B_2_CPCW2 | Alta Wind 2 | Forced | 150 | 12 | 138 | 31.5 | 0 | 31.5 | 0 | Internal | SCE Gen | WIND | WIND
ALTA4B_2_CPCW3 | Alta Wind 3 | Forced | 150 | 6 | 144 | 31.5 | 0 | 31.5 | 0 | Internal | SCE Gen | WIND | WIND
ALTA6B_2_WIND11 | Alta Wind 11 | Forced | 90 | 0 | 90 | 18.9 | 0 | 18.9 | 0 | Internal | SCE Gen | WIND | WIND
ALTA6E_2_WIND10 | Alta Wind 10 | Forced | 138 | 9.75 | 128.25 | 28.98 | 0 | 28.98 | 0 | Internal | SCE Gen | WIND | WIND
ANZA_6_SOLAR1 | Seville Solar One | Forced | 20 | 0 | 20 | 0 | 0 | 0 | 0 | Internal | SDGE Gen | PHOTO VOLTAIC | SUN
BASICE_2_UNITS | King City Cogen | Forced | 120 | 3 | 117 | 120 | 3 | 120 | 3 | Internal | PGAE Gen | COMBINED CYCLE | NATURAL GAS
BCTSYS_5_PWXDYN | BCTSYS_5_PWXDYN | Forced | 428 | 428 | 0 | 0 | 0 | 428 | 428 | Dynamic | PGAE Gen | 0 | WATER
BGSKYN_2_AS2SR1 | Antelope Solar 2 | Forced | 105 | 0 | 105 | 28.35 | 0 | 28.35 | 0 | Internal | SCE Gen | PHOTO VOLTAIC | SUN
BGSKYN_2_ASPSR2 | Antelope Solar 2 San Pablo | Forced | 100 | 0 | 100 | 27 | 0 | 27 | 0 | Internal | SCE Gen | PHOTO VOLTAIC | SUN
BGSKYN_2_BS3SR3 | Big Sky Solar 3 | Forced | 20 | 0 | 20 | 5.4 | 0 | 5.4 | 0 | Internal | SCE Gen | PHOTO VOLTAIC | SUN
BIGCRK_2_EXESWD | BIG CREEK HYDRO PROJECT PSP | Forced | 820 | 100 | 720 | 800.6 | 80.6 | 800.6 | 80.6 | Internal | SCE Gen | HYDRO | WATER
BIGSKY_2_BSKSR6 | Big Sky Solar 6 | Forced | 20 | 0 | 20 | 5.4 | 0 | 5.4 | 0 | Internal | SCE Gen | PHOTO VOLTAIC | SUN
BIGSKY_2_BSKSR7 | Big Sky Solar 7 | Forced | 20 | 0 | 20 | 5.4 | 0 | 5.4 | 0 | Internal | SCE Gen | PHOTO VOLTAIC | SUN
BIGSKY_2_BSKSR8 | Big Sky Solar 8 | Forced | 20 | 0 | 20 | 5.4 | 0 | 5.4 | 0 | Internal | SCE Gen | PHOTO VOLTAIC | SUN
BIGSKY_2_SOLAR2 | Big Sky Solar 4 | Forced | 40 | 0 | 40 | 34.41 | 0 | 34.41 | 0 | Internal | SCE Gen | PHOTO VOLTAIC | SUN
BIGSKY_2_SOLAR3 | Big Sky Summer | Forced | 20 | 0 | 20 | 5.4 | 0 | 5.4 | 0 | Internal | SCE Gen | PHOTO VOLTAIC | SUN
BIGSKY_2_SOLAR4 | Western Antelope Blue Sky Ranch B | Forced | 20 | 0 | 20 | 17.26 | 0 | 17.26 | 0 | Internal | SCE Gen | PHOTO VOLTAIC | SUN
BIGSKY_2_SOLAR5 | Big Sky Solar 2 | Forced | 5 | 0 | 5 | 1.35 | 0 | 1.35 | 0 | Internal | SCE Gen | PHOTO VOLTAIC | SUN
BIGSKY_2_SOLAR6 | Solverde 1 | Forced | 85 | 0 | 85 | 22.95 | 0 | 22.95 | 0 | Internal | SCE Gen | PHOTO VOLTAIC | SUN
BIGSKY_2_SOLAR7 | Big Sky Solar 1 | Forced | 50 | 0 | 50 | 13.5 | 0 | 13.5 | 0 | Internal | SCE Gen | PHOTO VOLTAIC | SUN
BISHOP_1_ALAMO | BISHOP CREEK PLANT 2 AND 6 | Forced | 13.4 | 5.1 | 8.3 | 10.99 | 2.69 | 10.99 | 2.69 | Internal | SCE Gen | HYDRO | WATER
BISHOP_1_UNITS | BISHOP CREEK PLANT 3 AND 4 | Forced | 15.8 | 4.8 | 11 | 12.87 | 1.87 | 12.87 | 1.87 | Internal | SCE Gen | HYDRO | WATER
BKRFLD_2_SOLAR1 | Bakersfield 111 | Forced | 1.38 | 0 | 1.38 | 0.37 | 0 | 0.37 | 0 | Internal | PGAE Gen | PHOTO VOLTAIC | SUN
BLACK_7_UNIT 1 | JAMES B. BLACK 1 | Planned/Forced | 85 | 0 | 85 | 85 | 0 | 85 | 0 | Internal | PGAE North | HYDRO | WATER
BLACK_7_UNIT 2 | JAMES B. BLACK 2 | Planned | 84.1 | 0 | 84.1 | 84.1 | 0 | 84.1 | 0 | Internal | PGAE North | HYDRO | WATER
BLYTHE_1_SOLAR1 | Blythe Solar 1 Project | Forced | 21 | 3 | 18 | 0 | 0 | 0 | 0 | Internal | SCE Gen | PHOTO VOLTAIC | SUN
BORDER_6_UNITA1 | CalPeak Power Border Unit 1 | Planned/Forced | 51.25 | 26.25 | 25 | 51.25 | 26.25 | 51.25 | 26.25 | Internal | SDGE Gen | COMBUSTION TURBINE | NATURAL GAS
BRDSLD_2_HIWIND | High Winds Energy Center | Forced | 162 | 19.8 | 142.2 | 34.02 | 0 | 34.02 | 0 | Internal | PGAE Gen | WIND | WIND
BRDSLD_2_MTZUM2 | NextEra Energy Montezuma Wind II | Forced | 78.2 | 0 | 78.2 | 16.42 | 0 | 16.42 | 0 | Internal | PGAE Gen | WIND | WIND
BRDSLD_2_MTZUMA | FPL Energy Montezuma Wind | Forced | 36.8 | 6.9 | 29.9 | 7.73 | 0 | 7.73 | 0 | Internal | PGAE Gen | WIND | WIND
BRDSLD_2_SHILO1 | Shiloh I Wind Project | Forced | 150 | 3 | 147 | 31.5 | 0 | 31.5 | 0 | Internal | PGAE Gen | WIND | WIND
BRDSLD_2_SHILO2 | SHILOH WIND PROJECT 2 | Forced | 150 | 6 | 144 | 31.5 | 0 | 31.5 | 0 | Internal | PGAE Gen | WIND | WIND
BRDSLD_2_SHLO3A | Shiloh III Wind Project, LLC | Forced | 102.5 | 2.05 | 100.45 | 21.53 | 0 | 21.53 | 0 | Internal | PGAE Gen | WIND | WIND
BRDSLD_2_SHLO3B | Shiloh IV Wind Project | Forced | 100 | 1.6 | 98.4 | 21 | 0 | 21 | 0 | Internal | PGAE Gen | WIND | WIND
BRODIE_2_WIND | Coram Brodie Wind Project | Forced | 102 | 0 | 102 | 21.42 | 0 | 21.42 | 0 | Internal | SCE Gen | WIND | WIND
BUCKCK_7_PL1X2 | BUCKS CREEK AGGREGATE | Planned | 57.25 | 57.25 | 0 | 57.25 | 57.25 | 57.25 | 57.25 | Internal | PGAE Gen | HYDRO | WATER
BUCKWD_1_QF | Buckwind Re-powering project | Forced | 16.5 | 1.5 | 15 | 3.47 | 0 | 3.47 | 0 | Internal | SCE Gen | WIND | WIND
CAMCHE_1_PL1X3 | CAMANCHE UNITS 1, 2 & 3 AGGREGATE | Forced | 9.99 | 9.09 | 0.9 | 2.76 | 1.86 | 2.76 | 1.86 | Internal | PGAE Gen | HYDRO | WATER
CARBOU_7_UNIT 1 | CARIBOU PH 1 UNIT 1 | Planned | 24 | 0 | 24 | 24 | 0 | 24 | 0 | Internal | PGAE North | HYDRO | WATER
CARLS1_2_CARCT1 | Carlsbad 1 | Planned | 422 | 0 | 422 | 422 | 0 | 422 | 0 | Internal | SDGE Gen | COMBUSTION TURBINE | NATURAL GAS
CARLS2_1_CARCT1 | Carlsbad 2 | Planned | 105.5 | 0 | 105.5 | 105.5 | 0 | 105.5 | 0 | Internal | SDGE Gen | COMBUSTION TURBINE | NATURAL GAS
CAVLSR_2_BSOLAR | California Valley Solar Ranch-Phase B | Forced | 40 | 0 | 40 | 10.8 | 0 | 10.8 | 0 | Internal | PGAE Gen | PHOTO VOLTAIC | SUN
CAVLSR_2_RSOLAR | California Valley Solar Ranch-Phase A | Forced | 210 | 0 | 210 | 56.7 | 0 | 56.7 | 0 | Internal | PGAE Gen | PHOTO VOLTAIC | SUN
CENTER_2_RHONDO | MWD Rio Hondo Hydroelectric Recovery Pla | Forced | 1.91 | 1.91 | 0 | 1.91 | 1.91 | 1.91 | 1.91 | Internal | SCE Gen | HYDRO | WATER
CHINO_2_SASOLR | SS San Antonio West LLC | Forced | 1.5 | 0 | 1.5 | 0 | 0 | 0 | 0 | Internal | SCE Gen | PHOTO VOLTAIC | SUN
CHINO_7_MILIKN | MN Milliken Genco LLC | Planned | 1.9 | 1.9 | 0 | 1.19 | 1.19 | 1.19 | 1.19 | Internal | SCE Gen | RECIPROCATING ENGINE | BIOGAS
CLOVDL_1_SOLAR | Cloverdale Solar I | Forced | 1.5 | 0 | 1.5 | 0.41 | 0 | 0.41 | 0 | Internal | PGAE Gen | PHOTO VOLTAIC | SUN
CLOVER_2_UNIT | Clover Creek | Forced | 0.99 | 0.79 | 0.2 | 0.13 | 0 | 0.13 | 0 | Internal | PGAE Gen | HYDRO | WATER
CLRKRD_6_LIMESD | Lime Saddle Hydro | Forced | 2 | 2 | 0 | 0.63 | 0.63 | 0.63 | 0.63 | Internal | PGAE Gen | HYDRO | WATER
CNTRVL_6_UNIT | Centerville | Forced | 6.4 | 6.4 | 0 | 4.62 | 4.62 | 4.62 | 4.62 | Internal | PGAE Gen | HYDRO | WATER
COCOPP_2_CTG1 | Marsh Landing 1 | Forced | 204.2 | 9.85 | 194.35 | 190 | 0 | 190 | 0 | Internal | PGAE South | COMBUSTION TURBINE | NATURAL GAS
COCOPP_2_CTG2 | Marsh Landing 2 | Forced | 202.7 | 9.12 | 193.58 | 189.21 | 0 | 189.21 | 0 | Internal | PGAE South | COMBUSTION TURBINE | NATURAL GAS
COCOPP_2_CTG3 | Marsh Landing 3 | Forced | 208.96 | 16.15 | 192.81 | 188.5 | 0 | 188.5 | 0 | Internal | PGAE South | COMBUSTION TURBINE | NATURAL GAS
COCOSB_6_SOLAR | Oakley Solar Project | Forced | 1.5 | 0 | 1.5 | 0 | 0 | 0 | 0 | Internal | PGAE Gen | PHOTO VOLTAIC | SUN
COLEMN_2_UNIT | Coleman | Planned | 13 | 13 | 0 | 2.34 | 2.34 | 2.34 | 2.34 | Internal | PGAE North | HYDRO | WATER
COLGAT_7_UNIT 1 | Colgate Powerhouse Unit 1 | Planned | 176.72 | 20.72 | 156 | 161.65 | 5.65 | 161.65 | 5.65 | Internal | PGAE North | HYDRO | WATER
COLGAT_7_UNIT 2 | Colgate Powerhouse Unit 2 | Planned | 175.67 | 19.67 | 156 | 161.68 | 5.68 | 161.68 | 5.68 | Internal | PGAE North | HYDRO | WATER
COLTON_6_AGUAM1 | AGUA MANSA UNIT 1 (CITY OF COLTON) | Forced | 43 | 2 | 41 | 43 | 2 | 43 | 2 | Internal | SCE Gen | COMBUSTION TURBINE | NATURAL GAS
COLVIL_7_PL1X2 | COLLIERVILLE HYDRO UNIT 1 & 2 AGGREGATE | Forced | 246.86 | 0 | 246.86 | 246.86 | 0 | 246.86 | 0 | Internal | PGAE Gen | HYDRO | WATER
CONTRL_1_CASAD3 | Mammoth G3 | Forced | 14 | 0 | 14 | 7.38 | 0 | 7.38 | 0 | Internal | SCE Gen | OTHER | GEOTHERMAL
CONTRL_1_LUNDY | LUNDY | Forced | 3 | 2.61 | 0.39 | 1.91 | 1.52 | 1.91 | 1.52 | Internal | SCE Gen | HYDRO | WATER
CONTRL_1_OXBOW | Dixie Valley Geo | Forced | 60 | 3.5 | 56.5 | 51.04 | 0 | 51.04 | 0 | Internal | SCE Gen | STEAM | GEOTHERMAL
CONTRL_1_POOLE | POOLE HYDRO PLANT 1 | Forced | 10.9 | 9.9 | 1 | 2.98 | 1.98 | 2.98 | 1.98 | Internal | SCE Gen | HYDRO | WATER
CONTRL_1_RUSHCK | RUSH CREEK | Forced | 11.94 | 9.94 | 2 | 3.24 | 1.24 | 3.24 | 1.24 | Internal | SCE Gen | HYDRO | WATER
COPMT4_2_SOLAR4 | Copper Mountain Solar 4 | Forced | 92 | 2 | 90 | 24.84 | 0 | 24.84 | 0 | Internal | SCE Gen | PHOTO VOLTAIC | SUN
CORONS_6_CLRWTR | Clearwater Power Plant | Forced | 28 | 28 | 0 | 28 | 28 | 28 | 28 | Internal | SCE Gen | COMBINED CYCLE | NATURAL GAS
COVERD_2_HCKHY1 | HATCHET CREEK | Forced | 6.89 | 6.89 | 0 | 1.66 | 1.66 | 1.66 | 1.66 | Internal | PGAE Gen | HYDRO | WATER
COVERD_2_MCKHY1 | Montgomery Creek Hydro | Forced | 2.8 | 2.8 | 0 | 0.69 | 0.69 | 0.69 | 0.69 | Internal | PGAE Gen | HYDRO | WATER
COVERD_2_QFUNTS | Cove Hydroelectric Project | Planned | 5.5 | 0 | 5.5 | 0 | 0 | 0 | 0 | Internal | PGAE North | HYDRO | WATER
COVERD_2_RCKHY1 | ROARING CREEK | Forced | 2 | 2 | 0 | 0.48 | 0.48 | 0.48 | 0.48 | Internal | PGAE Gen | HYDRO | WATER
CPVERD_2_SOLAR | Campo Verde Solar | Forced | 139 | 0 | 139 | 37.53 | 0 | 37.53 | 0 | Internal | SDGE Gen | PHOTO VOLTAIC | SUN
CRNEVL_6_CRNVA | Crane Valley | Planned | 0.9 | 0.9 | 0 | 0 | 0 | 0 | 0 | Internal | PGAE Gen | HYDRO | WATER
CRNEVL_6_SJQN 2 | SAN JOAQUIN 2 | Planned/Forced | 3.2 | 3.2 | 0 | 0.01 | 0.01 | 0.01 | 0.01 | Internal | PGAE Gen | HYDRO | WATER
CRNEVL_6_SJQN 3 | SAN JOAQUIN 3 | Planned/Forced | 4.2 | 4.2 | 0 | 0 | 0 | 0 | 0 | Internal | PGAE Gen | HYDRO | WATER
CSCCOG_1_UNIT 1 | SANTA CLARA CO-GEN | Forced | 7 | 0 | 7 | 6 | 0 | 6 | 0 | Internal | PGAE South | COMBUSTION TURBINE | NATURAL GAS
CSCGNR_1_UNIT 1 | GIANERA PEAKER UNIT 1 | Forced | 24.75 | 2.15 | 22.6 | 24 | 1.4 | 24 | 1.4 | Internal | PGAE South | COMBUSTION TURBINE | NATURAL GAS
CSCGNR_1_UNIT 2 | GIANERA PEAKER UNIT 2 | Forced | 24.75 | 2.15 | 22.6 | 24 | 1.4 | 24 | 1.4 | Internal | PGAE South | COMBUSTION TURBINE | NATURAL GAS
CSTRVL_7_PL1X2 | Marina Land Fill Gas | Forced | 4.53 | 0.13 | 4.4 | 4.14 | 0 | 4.14 | 0 | Internal | PGAE South | RECIPROCATING ENGINE | OTHER
CUMMNG_6_SUNCT1 | SunSelect 1 | Forced | 4 | 4 | 0 | 3.56 | 3.56 | 3.56 | 3.56 | Internal | SCE Gen | RECIPROCATING ENGINE | NATURAL GAS
CUYAMS_6_CUYSR1 | Cuyama Solar | Forced | 40 | 0 | 40 | 10.8 | 0 | 10.8 | 0 | Internal | PGAE Gen | PHOTO VOLTAIC | SUN
DAIRLD_1_MD2BM1 | Madera Digester Genset 2 | Forced | 0.8 | 0 | 0.8 | 0 | 0 | 0 | 0 | Internal | PGAE Gen | RECIPROCATING ENGINE | BIOGAS
DEADCK_1_UNIT | DEADCK_1_UNIT | Planned | 2 | 0 | 2 | 0 | 0 | 0 | 0 | Internal | PGAE Gen | HYDRO | WATER
DELAMO_2_SOLRC1 | Golden Springs Building C1 | Forced | 1.16 | 0 | 1.16 | 0 | 0 | 0 | 0 | Internal | SCE Gen | PHOTO VOLTAIC | SUN
DELAMO_2_SOLRD | Golden Solar Building D | Forced | 1.25 | 0 | 1.25 | 0 | 0 | 0 | 0 | Internal | SCE Gen | PHOTO VOLTAIC | SUN
DELSUR_6_CREST | Delsur Aggregate Solar Resources | Forced | 10 | 0 | 10 | 0 | 0 | 0 | 0 | Internal | SCE Gen | PHOTO VOLTAIC | SUN
DELSUR_6_SOLAR4 | Radiance Solar 4 | Forced | 1.5 | 0 | 1.5 | 0 | 0 | 0 | 0 | Internal | SCE Gen | PHOTO VOLTAIC | SUN
DELSUR_6_SOLAR5 | Radiance Solar 5 | Forced | 1.5 | 0 | 1.5 | 0 | 0 | 0 | 0 | Internal | SCE Gen | PHOTO VOLTAIC | SUN
DELTA_2_PL1X4 | DELTA ENERGY CENTER AGGREGATE | Forced | 880 | 43 | 837 | 813 | 0 | 813 | 0 | Internal | PGAE Gen | COMBINED CYCLE | NATURAL GAS
DEVERS_1_SEPV05 | SEPV 5 | Forced | 2 | 0 | 2 | 0 | 0 | 0 | 0 | Internal | SCE Gen | PHOTO VOLTAIC | SUN
DEVERS_1_SOLAR1 | SEPV8 | Forced | 12 | 0 | 12 | 0 | 0 | 0 | 0 | Internal | SCE Gen | PHOTO VOLTAIC | SUN
DEVERS_2_CS2SR4 | Caliente Solar 2 | Forced | 0.91 | 0 | 0.91 | 0 | 0 | 0 | 0 | Internal | SCE Gen | PHOTO VOLTAIC | SUN
DIABLO_7_UNIT 2 | Diablo Canyon Unit 2 | Forced | 1150 | 0 | 1150 | 1140 | 0 | 1140 | 0 | Internal | PGAE South | STEAM | URANIUM
DMDVLY_1_UNITS | DIAMOND VALLEY LAKE PUMP-GEN PLANT | Forced | 21 | 21 | 0 | 3 | 3 | 3 | 3 | Internal | SCE Gen | HYDRO | WATER
DONNLS_7_UNIT | Donnells Hydro | Forced | 72 | 4.5 | 67.5 | 72 | 4.5 | 72 | 4.5 | Internal | PGAE Gen | HYDRO | WATER
DOUBLC_1_UNITS | DOUBLE "C" LIMITED | Forced | 52.23 | 3.23 | 49 | 49.5 | 0.5 | 49.5 | 0.5 | Internal | PGAE South | COMBUSTION TURBINE | NATURAL GAS
DRACKR_2_DS3SR3 | Dracker Solar Unit 3 | Forced | 125 | 0 | 125 | 33.75 | 0 | 33.75 | 0 | Internal | SCE Gen | PHOTO VOLTAIC | SUN
DRACKR_2_DS4SR4 | Dracker Solar Unit 4 | Forced | 125 | 62.5 | 62.5 | 0 | 0 | 0 | 0 | Internal | SCE Gen | PHOTO VOLTAIC | SUN
DRACKR_2_SOLAR1 | Dracker Solar Unit 1 | Forced | 110 | 0 | 110 | 29.7 | 0 | 29.7 | 0 | Internal | SCE Gen | PHOTO VOLTAIC | SUN
DRACKR_2_SOLAR2 | Dracker Solar Unit 2 | Planned/Forced | 125 | 0 | 125 | 33.75 | 0 | 33.75 | 0 | Internal | SCE Gen | PHOTO VOLTAIC | SUN
DREWS_6_PL1X4 | Drews Generating Plant | Forced | 41.4 | 20.7 | 20.7 | 36 | 15.3 | 36 | 15.3 | Internal | SCE Gen | COMBUSTION TURBINE | NATURAL GAS
DSFLWR_2_WS2SR1 | Willow Springs 2 | Forced | 100 | 32.8 | 67.2 | 27 | 0 | 27 | 0 | Internal | SCE Gen | PHOTO VOLTAIC | SUN
DSRTSL_2_SOLAR1 | Desert Stateline | Planned | 296.19 | 4.19 | 292 | 79.97 | 0 | 79.97 | 0 | Internal | SCE Gen | PHOTO VOLTAIC | SUN
DUANE_1_PL1X3 | DONALD VON RAESFELD POWER PROJECT | Forced | 147.8 | 15.8 | 132 | 143.5 | 11.5 | 143.5 | 11.5 | Internal | PGAE South | COMBINED CYCLE | NATURAL GAS
DVLCYN_1_UNITS | DEVIL CANYON HYDRO UNITS 1-4 AGGREGATE | Forced | 235 | 0 | 235 | 154.97 | 0 | 154.97 | 0 | Internal | SCE Gen | HYDRO | WATER
EEKTMN_6_SOLAR1 | EE K Solar 1 | Forced | 20 | 0 | 20 | 0 | 0 | 0 | 0 | Internal | PGAE South | PHOTO VOLTAIC | SUN
ELCAJN_6_EB1BT1 | Eastern BESS 1 | Planned | 7.5 | 0 | 7.5 | 7.5 | 0 | 7.5 | 0 | Internal | SDGE Gen | OTHER | LESR
ELCAJN_6_LM6K | El Cajon Energy Center | Forced | 48.1 | 0 | 48.1 | 48.1 | 0 | 48.1 | 0 | Internal | SDGE Gen | COMBUSTION TURBINE | NATURAL GAS
ELDORO_7_UNIT 1 | El Dorado Unit 1 | Forced | 11 | 11 | 0 | 11 | 11 | 11 | 11 | Internal | PGAE North | HYDRO | WATER
ELKCRK_6_STONYG | STONEY GORGE HYDRO AGGREGATE | Forced | 4.9 | 4.9 | 0 | 2 | 2 | 2 | 2 | Internal | PGAE Gen | HYDRO | WATER
ELKHIL_2_PL1X3 | ELK HILLS COMBINED CYCLE (AGGREGATE) | Forced | 551.7 | 46.7 | 505 | 380 | 0 | 380 | 0 | Internal | PGAE Gen | COMBINED CYCLE | NATURAL GAS
ELSEGN_2_UN1011 | El Segundo Energy Center 5/6 | Forced | 263 | 0 | 263 | 263 | 0 | 263 | 0 | Internal | SCE Gen | COMBINED CYCLE | NATURAL GAS
ELSEGN_2_UN2021 | El Segundo Energy Center 7/8 | Forced | 263.68 | 0 | 263.68 | 263.68 | 0 | 263.68 | 0 | Internal | SCE Gen | COMBINED CYCLE | NATURAL GAS
ESCNDO_6_EB1BT1 | Escondido BESS 1 | Planned | 10 | 1.25 | 8.75 | 10 | 1.25 | 10 | 1.25 | Internal | SDGE Gen | OTHER | LESR
ESCNDO_6_PL1X2 | MMC Escondido Aggregate | Forced | 48.71 | 0 | 48.71 | 48.71 | 0 | 48.71 | 0 | Internal | SDGE Gen | COMBUSTION TURBINE | NATURAL GAS
ESQUON_6_LNDFIL | Neal Road Landfill Generating Facility | Forced | 2.1 | 0.9 | 1.2 | 0 | 0 | 0 | 0 | Internal | PGAE Gen | RECIPROCATING ENGINE | BIOGAS
ETIWND_2_FONTNA | FONTANALYTLE CREEK POWERHOUSE P | Planned/Forced | 2.56 | 1.36 | 1.2 | 0.21 | 0 | 0.21 | 0 | Internal | SCE Gen | HYDRO | WATER
ETIWND_2_UNIT1 | ETIWND_2_UNIT1 | Planned | 33.6 | 32.6 | 1 | 10.34 | 9.34 | 10.34 | 9.34 | Internal | SCE Gen | COMBUSTION TURBINE | NATURAL GAS
ETIWND_6_MWDETI | ETIWANDA RECOVERY HYDRO | Forced | 24 | 24 | 0 | 16.7 | 16.7 | 16.7 | 16.7 | Internal | SCE Gen | HYDRO | WATER
FAIRHV_6_UNIT | FAIRHAVEN POWER CO. | Forced | 18.75 | 18.75 | 0 | 12.65 | 12.65 | 12.65 | 12.65 | Internal | PGAE North | STEAM | BIOMASS
FLOWD2_2_FPLWND | DIABLO WINDS | Forced | 18 | 0.58 | 17.42 | 3.78 | 0 | 3.78 | 0 | Internal | PGAE Gen | WIND | WIND
FORBST_7_UNIT 1 | FORBESTOWN HYDRO | Planned | 37.5 | 0 | 37.5 | 37.5 | 0 | 37.5 | 0 | Internal | PGAE North | HYDRO | WATER
FROGTN_1_UTICAM | Murphys Powerhouse | Forced | 3.6 | 1.9 | 1.7 | 2.37 | 0.67 | 2.37 | 0.67 | Internal | PGAE Gen | HYDRO | WATER
GARNET_1_SOLAR2 | Garnet Solar Power Generation Station 1 | Forced | 4 | 0.5 | 3.5 | 1.08 | 0 | 1.08 | 0 | Internal | SCE Gen | PHOTO VOLTAIC | SUN
GARNET_1_UNITS | GARNET GREEN POWER PROJECT AGGREGATE | Forced | 16.5 | 10.5 | 6 | 3.47 | 0 | 3.47 | 0 | Internal | SCE Gen | WIND | WIND
GARNET_1_WINDS | Garnet Winds Aggregation | Forced | 22.5 | 4.5 | 18 | 4.73 | 0 | 4.73 | 0 | Internal | SCE Gen | WIND | WIND
GARNET_2_DIFWD1 | Difwind | Forced | 7.88 | 7.88 | 0 | 1.65 | 1.65 | 1.65 | 1.65 | Internal | SCE Gen | WIND | WIND
GARNET_2_HYDRO | Whitewater Hydro | Forced | 1 | 1 | 0 | 0.76 | 0.76 | 0.76 | 0.76 | Internal | SCE Gen | HYDRO | WATER
GARNET_2_WIND2 | Karen Avenue Wind Farm | Forced | 11.7 | 0 | 11.7 | 2.46 | 0 | 2.46 | 0 | Internal | SCE Gen | WIND | WIND
GARNET_2_WPMWD6 | WINTEC PALM | Forced | 5.93 | 5.93 | 0 | 1.25 | 1.25 | 1.25 | 1.25 | Internal | SCE Gen | WIND | WIND
GATES_2_SOLAR | Gates Solar Station | Forced | 20 | 2 | 18 | 5.4 | 0 | 5.4 | 0 | Internal | PGAE South | PHOTO VOLTAIC | SUN
GATEWY_2_GESBT1 | Gateway Energy Stroage | Forced | 250 | 50 | 200 | 30 | 0 | 30 | 0 | Internal | SDGE Gen | OTHER | LESR
GATWAY_2_PL1X3 | GATEWAY GENERATING STATION | Forced | 585 | 76.77 | 508.23 | 523.12 | 14.89 | 523.12 | 14.89 | Internal | PGAE South | COMBINED CYCLE | NATURAL GAS
GEYS11_7_UNIT11 | GEYSERS UNIT 11 (HEALDSBURG) | Forced | 74.4 | 0.4 | 74 | 68 | 0 | 68 | 0 | Internal | PGAE Gen | STEAM | GEOTHERMAL
GEYS12_7_UNIT12 | GEYSERS UNIT 12 (HEALDSBURG) | Forced | 57 | 16 | 41 | 50 | 9 | 50 | 9 | Internal | PGAE Gen | STEAM | GEOTHERMAL
GEYS13_7_UNIT13 | GEYSERS UNIT 13 (HEALDSBURG) | Forced | 95 | 46 | 49 | 56 | 7 | 56 | 7 | Internal | PGAE Gen | STEAM | GEOTHERMAL
GEYS14_7_UNIT14 | GEYSERS UNIT 14 (HEALDSBURG) | Forced | 70 | 13 | 57 | 50 | 0 | 50 | 0 | Internal | PGAE Gen | STEAM | GEOTHERMAL
GEYS16_7_UNIT16 | GEYSERS UNIT 16 (HEALDSBURG) | Forced | 85 | 42 | 43 | 49 | 6 | 49 | 6 | Internal | PGAE Gen | STEAM | GEOTHERMAL
GEYS17_2_BOTRCK | Bottle Rock Geothermal | Forced | 10.01 | 10.01 | 0 | 8.23 | 8.23 | 8.23 | 8.23 | Internal | PGAE North | STEAM | GEOTHERMAL
GEYS17_7_UNIT17 | GEYSERS UNIT 17 (HEALDSBURG) | Forced | 60 | 0 | 60 | 56 | 0 | 56 | 0 | Internal | PGAE Gen | STEAM | GEOTHERMAL
GEYS18_7_UNIT18 | GEYSERS UNIT 18 (HEALDSBURG) | Forced | 72 | 26 | 46 | 45 | 0 | 45 | 0 | Internal | PGAE Gen | STEAM | GEOTHERMAL
GEYS20_7_UNIT20 | GEYSERS UNIT 20 (HEALDSBURG) | Forced | 62 | 26 | 36 | 40 | 4 | 40 | 4 | Internal | PGAE Gen | STEAM | GEOTHERMAL
GILROY_1_UNIT | GILROY COGEN AGGREGATE | Forced | 120 | 5 | 115 | 105 | 0 | 105 | 0 | Internal | PGAE South | COMBINED CYCLE | NATURAL GAS
GLNARM_7_UNIT 1 | GLEN ARM UNIT 1 | Planned | 22.07 | 0 | 22.07 | 22.07 | 0 | 22.07 | 0 | Internal | SCE Gen | COMBUSTION TURBINE | NATURAL GAS
GLNARM_7_UNIT 2 | GLEN ARM UNIT 2 | Forced | 22.3 | 22.3 | 0 | 22.3 | 22.3 | 22.3 | 22.3 | Internal | SCE Gen | COMBUSTION TURBINE | NATURAL GAS
GLOW_6_SOLAR | Antelope Power Plant | Forced | 20 | 0 | 20 | 0 | 0 | 0 | 0 | Internal | SCE Gen | PHOTO VOLTAIC | SUN
GOLETA_6_EXGEN | EXXON COMPANY USA | Forced | 48.2 | 48.2 | 0 | 0 | 0 | 0 | 0 | Internal | SCE Gen | 0 | OTHER
GRIZLY_1_UNIT 1 | GRIZZLY HYDRO | Planned/Forced | 20 | 20 | 0 | 20 | 20 | 20 | 20 | Internal | PGAE North | HYDRO | WATER
GRNLF2_1_UNIT | GREENLEAF II COGEN | Forced | 49.2 | 2.2 | 47 | 49.2 | 2.2 | 49.2 | 2.2 | Internal | PGAE North | COMBUSTION TURBINE | NATURAL GAS
GRSCRK_6_BGCKWW | BIG CREEK WATER WORKS - CEDAR FLAT | Forced | 5 | 5 | 0 | 0 | 0 | 0 | 0 | Internal | PGAE Gen | HYDRO | WATER
GUERNS_6_HD3BM3 | Hanford Digester Genset 3 | Forced | 1 | 0 | 1 | 0 | 0 | 0 | 0 | Internal | PGAE Gen | RECIPROCATING ENGINE | BIOGAS
GUERNS_6_VH2BM1 | Hanford Digester Genset 2 | Forced | 1 | 0 | 1 | 0 | 0 | 0 | 0 | Internal | PGAE Gen | RECIPROCATING ENGINE | BIOGAS
GWFPWR_1_UNITS | Hanford Peaker Plant | Forced | 98.46 | 8.23 | 90.23 | 90.59 | 0.36 | 90.59 | 0.36 | Internal | PGAE Gen | COMBUSTION TURBINE | NATURAL GAS
GYS5X6_7_UNITS | GEYSERS UNITS 5 & 6 AGGREGATE | Forced | 85 | 1 | 84 | 85 | 1 | 85 | 1 | Internal | PGAE Gen | STEAM | GEOTHERMAL
GYS7X8_7_UNITS | GEYSERS UNITS 7 & 8 AGGREGATE | Forced | 82 | 5 | 77 | 76 | 0 | 76 | 0 | Internal | PGAE Gen | STEAM | GEOTHERMAL
HARBGN_7_UNITS | HARBOR COGEN COMBINED CYCLE | Forced | 109.01 | 29.01 | 80 | 100 | 20 | 100 | 20 | Internal | SCE Gen | COMBINED CYCLE | NATURAL GAS
HATLOS_6_BWDHY1 | Bidwell Ditch | Forced | 2 | 0.5 | 1.5 | 1.34 | 0 | 1.34 | 0 | Internal | PGAE Gen | HYDRO | WATER
HATLOS_6_LSCRK | Lost Creek 1 & 2 Hydro Conversion | Forced | 1.7 | 0.72 | 0.98 | 0.79 | 0 | 0.79 | 0 | Internal | PGAE Gen | HYDRO | WATER
HATRDG_2_WIND | Hatchet Ridge Wind Farm | Forced | 102 | 0 | 102 | 21.42 | 0 | 21.42 | 0 | Internal | PGAE Gen | WIND | WIND
HAYPRS_6_QFUNTS | HAYPRESS HYDRO QF UNITS | Forced | 14.8 | 14.8 | 0 | 0.09 | 0.09 | 0.09 | 0.09 | Internal | PGAE North | HYDRO | WATER
HELMPG_7_UNIT 1 | HELMS PUMP-GEN UNIT 1 | Forced | 407 | 0 | 407 | 407 | 0 | 407 | 0 | Internal | PGAE South | PUMPED STORAGE | WATER
HENRTA_6_UNITA1 | GWF HENRIETTA PEAKER PLANT UNIT 1 | Forced | 49.98 | 5.83 | 44.15 | 44.99 | 0.84 | 44.99 | 0.84 | Internal | PGAE South | COMBUSTION TURBINE | NATURAL GAS
HENRTA_6_UNITA2 | GWF HENRIETTA PEAKER PLANT UNIT 2 | Forced | 49.42 | 4.71 | 44.71 | 44.89 | 0.18 | 44.89 | 0.18 | Internal | PGAE South | COMBUSTION TURBINE | NATURAL GAS
HIDSRT_2_UNITS | HIGH DESERT POWER PROJECT AGGREGATE | Forced | 830 | 82 | 748 | 830 | 82 | 830 | 82 | Internal | SCE Gen | COMBINED CYCLE | NATURAL GAS
HMLTBR_6_UNITS | HAMILTON BRANCH PH (AGGREGATE) | Forced | 4.9 | 4.9 | 0 | 0.77 | 0.77 | 0.77 | 0.77 | Internal | PGAE Gen | HYDRO | WATER
HNTGBH_2_PL1X3 | Huntington Beach Energy | Forced | 673.8 | 4.8 | 669 | 673.8 | 4.8 | 673.8 | 4.8 | Internal | SCE Gen | COMBINED CYCLE | NATURAL GAS
HOOVER_2_VEADYN | HOOVER | Forced | 16 | 3 | 13 | 0 | 0 | 16 | 3 | Dynamic | SCE Gen | HYDRO | WATER
HURON_6_SOLAR | Huron Solar Station | Forced | 20 | 2 | 18 | 5.4 | 0 | 5.4 | 0 | Internal | PGAE South | PHOTO VOLTAIC | SUN
HYTTHM_2_UNITS | HYATT-THERMALITO PUMP-GEN (AGGREGATE) | Planned/Forced | 933.1 | 117.1 | 816 | 757.44 | 0 | 757.44 | 0 | Internal | PGAE Gen | HYDRO | WATER
INLDEM_5_UNIT 1 | Inland Empire Energy Center, Unit 1 | Planned | 376.2 | 376.2 | 0 | 335 | 335 | 335 | 335 | Internal | SCE Gen |  | NATURAL GAS
INSKIP_2_UNIT | INSKIP HYDRO | Forced | 8 | 8 | 0 | 1.38 | 1.38 | 1.38 | 1.38 | Internal | PGAE North | HYDRO | WATER
INTKEP_2_UNITS | CCSF Hetch_Hetchy Hydro Aggregate | Planned/Forced | 405 | 134 | 271 | 307 | 36 | 307 | 36 | Internal | PGAE Gen | HYDRO | WATER
IVANPA_1_UNIT3 | Ivanpah 3 | Forced | 133 | 6 | 127 | 35.91 | 0 | 35.91 | 0 | Internal | SCE Gen | STEAM | SUN
IVSLR2_2_SM2SR1 | Silver Ridge Mount Signal 2 | Forced | 150 | 0 | 150 | 40.5 | 0 | 40.5 | 0 | Internal | SDGE Gen | PHOTO VOLTAIC | SUN
JACMSR_1_JACSR1 | Jacumba Solar Farm | Forced | 20 | 0 | 20 | 5.4 | 0 | 5.4 | 0 | Internal | SDGE Gen | PHOTO VOLTAIC | SUN
JAWBNE_2_NSRWND | North Sky River Wind Project | Forced | 160 | 6.4 | 153.6 | 33.6 | 0 | 33.6 | 0 | Internal | SCE Gen | WIND | WIND
KANSAS_6_SOLAR | RE Kansas South | Forced | 20 | 0 | 20 | 0 | 0 | 0 | 0 | Internal | PGAE South | PHOTO VOLTAIC | SUN
KEKAWK_6_UNIT | STS HYDROPOWER LTD. (KEKAWAKA) | Forced | 5.5 | 5.5 | 0 | 0 | 0 | 0 | 0 | Internal | PGAE Gen | HYDRO | WATER
KERKH1_7_UNIT 1 | KERKHOFF PH 1 UNIT #1 | Forced | 13 | 13 | 0 | 13 | 13 | 13 | 13 | Internal | PGAE North | HYDRO | WATER
KERKH1_7_UNIT 1 | KERKHOFF PH 1 UNIT #1 | Forced | 13 | 13 | 0 | 13 | 13 | 13 | 13 | Internal | PGAE South | HYDRO | WATER
KERKH1_7_UNIT 3 | KERKHOFF PH 1 UNIT #3 | Forced | 12.8 | 12.8 | 0 | 12.8 | 12.8 | 12.8 | 12.8 | Internal | PGAE North | HYDRO | WATER
KERKH1_7_UNIT 3 | KERKHOFF PH 1 UNIT #3 | Forced | 12.8 | 12.8 | 0 | 12.8 | 12.8 | 12.8 | 12.8 | Internal | PGAE South | HYDRO | WATER
KERNFT_1_UNITS | KERN FRONT LIMITED | Forced | 52.4 | 4.8 | 47.6 | 48.6 | 1 | 48.6 | 1 | Internal | PGAE South | COMBUSTION TURBINE | NATURAL GAS
KERRGN_1_UNIT 1 | KERN RIVER HYDRO UNITS 1-4 AGGREGATE | Forced | 25.6 | 0.1 | 25.5 | 23 | 0 | 23 | 0 | Internal | SCE Gen | HYDRO | WATER
KILARC_2_UNIT 1 | KILARC HYDRO | Forced | 1.5 | 1.5 | 0 | 0.98 | 0.98 | 0.98 | 0.98 | Internal | PGAE North | HYDRO | WATER
KNGCTY_6_UNITA1 | King City Energy Center, Unit 1 | Forced | 44.6 | 1.6 | 43 | 44.6 | 1.6 | 44.6 | 1.6 | Internal | PGAE Gen | COMBUSTION TURBINE | NATURAL GAS
KRNCNY_6_UNIT | KERN CANYON | Forced | 11.5 | 11.5 | 0 | 2.59 | 2.59 | 2.59 | 2.59 | Internal | PGAE South | HYDRO | WATER
LACIEN_2_VENICE | MWD Venice Hydroelectric Recovery Plant | Forced | 9.95 | 9.95 | 0 | 3 | 3 | 3 | 3 | Internal | SCE Gen | HYDRO | WATER
LAMONT_1_SOLAR4 | Hayworth Solar Farm | Forced | 26.66 | 11.16 | 15.5 | 21.38 | 5.88 | 21.38 | 5.88 | Internal | PGAE South | PHOTO VOLTAIC | SUN
LAPLMA_2_UNIT 1 | La Paloma Generating Plant Unit #1 | Forced | 267 | 16 | 251 | 259.8 | 8.8 | 259.8 | 8.8 | Internal | PGAE Gen | COMBINED CYCLE | NATURAL GAS
LAPLMA_2_UNIT 2 | La Paloma Generating Plant Unit #2 | Forced | 266 | 8 | 258 | 260.2 | 2.2 | 260.2 | 2.2 | Internal | PGAE Gen | COMBINED CYCLE | NATURAL GAS
LAPLMA_2_UNIT 3 | La Paloma Generating Plant Unit #3 | Forced | 266 | 13 | 253 | 256.15 | 3.15 | 256.15 | 3.15 | Internal | PGAE Gen | COMBINED CYCLE | NATURAL GAS
LAPLMA_2_UNIT 4 | LA PALOMA GENERATING PLANT, UNIT #4 | Forced | 253.29 | 8.29 | 245 | 253.29 | 8.29 | 253.29 | 8.29 | Internal | PGAE Gen | COMBINED CYCLE | NATURAL GAS
LAROA2_2_UNITA1 | LR2 | Forced | 322 | 32 | 290 | 322 | 32 | 322 | 32 | Internal | SDGE Gen | COMBINED CYCLE | NATURAL GAS
LEBECS_2_UNITS | Pastoria Energy Facility | Forced | 799.47 | 30.47 | 769 | 765 | 0 | 765 | 0 | Internal | SCE Gen | COMBINED CYCLE | NATURAL GAS
LECEF_1_UNITS | LOS ESTEROS ENERGY FACILITY AGGREGATE | Forced | 309.84 | 0 | 309.84 | 297.54 | 0 | 297.54 | 0 | Internal | PGAE South | COMBUSTION TURBINE | NATURAL GAS
LIVOAK_1_UNIT 1 | LIVE OAK LIMITED | Forced | 49.7 | 6.7 | 43 | 42.5 | 0 | 42.5 | 0 | Internal | PGAE South | COMBUSTION TURBINE | NATURAL GAS
LMBEPK_2_UNITA3 | Goose Haven Energy Center, Unit #1 | Forced | 47.4 | 0 | 47.4 | 47.4 | 0 | 47.4 | 0 | Internal | PGAE Gen | COMBUSTION TURBINE | NATURAL GAS
LMEC_1_PL1X3 | Los Medanos Energy Center AGGREGATE | Forced | 580 | 23 | 557 | 574.53 | 17.53 | 574.53 | 17.53 | Internal | PGAE Gen | COMBINED CYCLE | NATURAL GAS
LNCSTR_6_CREST | Lanacaster Aggregate Solar Resources | Forced | 5.5 | 0 | 5.5 | 0 | 0 | 0 | 0 | Internal | SCE Gen | PHOTO VOLTAIC | SUN
LNCSTR_6_SOLAR2 | SEPV Sierra NGR | Forced | 2.75 | 1.55 | 1.2 | 0.27 | 0 | 0.27 | 0 | Internal | SCE Gen | OTHER | OTHER
LOCKFD_1_BEARCK | Bear Creek Solar | Forced | 1.5 | 0 | 1.5 | 0.41 | 0 | 0.41 | 0 | Internal | PGAE Gen | PHOTO VOLTAIC | SUN
LOCKFD_1_KSOLAR | Kettleman Solar | Forced | 1 | 0 | 1 | 0.27 | 0 | 0.27 | 0 | Internal | PGAE South | PHOTO VOLTAIC | SUN
LODI25_2_UNIT 1 | LODI GAS TURBINE | Forced | 25 | 4 | 21 | 23.8 | 2.8 | 23.8 | 2.8 | Internal | PGAE Gen | COMBUSTION TURBINE | NATURAL GAS
LODIEC_2_PL1X2 | Lodi Energy Center | Forced | 302.58 | 14.58 | 288 | 302.58 | 14.58 | 302.58 | 14.58 | Internal | PGAE Gen | COMBINED CYCLE | NATURAL GAS
MAGNLA_6_CERRITOS | Magnolia Power Plant Cerritos | Planned | 12 | 2 | 10 | 0 | 0 | 0 | 0 | Internal | SCE Gen | COMBINED CYCLE | NATURAL GAS
MAGNLA_6_COLTON | Magnolia Power Project | Planned | 12 | 2 | 10 | 0 | 0 | 0 | 0 | Internal | SCE Gen | COMBINED CYCLE | NATURAL GAS
MAGNLA_6_PASADENA | Magnolia Power Plant - PASADENA | Forced | 18 | 0 | 18 | 0 | 0 | 0 | 0 | Internal | SCE Gen | COMBINED CYCLE | NATURAL GAS
MALCHQ_7_UNIT 1 | MALACHA HYDRO L.P. | Forced | 32.5 | 0 | 32.5 | 0 | 0 | 0 | 0 | Internal | PGAE Gen | HYDRO | WATER
MALIN_5_GCPDDYN | Grant County Hydro Facilities | Forced | 125 | 0 | 125 | 0 | 0 | 125 | 0 | Dynamic | PGAE Gen | HYDRO | WATER
MARCPW_6_SOLAR1 | Maricopa West Solar PV | Forced | 20 | 2 | 18 | 5.4 | 0 | 5.4 | 0 | Internal | PGAE Gen | PHOTO VOLTAIC | SUN
METEC_2_PL1X3 | Metcalf Energy Center | Forced | 593.16 | 29.16 | 564 | 570 | 6 | 570 | 6 | Internal | PGAE Gen | COMBINED CYCLE | NATURAL GAS
MIDWD_2_WIND2 | Coram Energy | Forced | 3 | 0 | 3 | 0.63 | 0 | 0.63 | 0 | Internal | SCE Gen | WIND | WIND
MIRLOM_2_MLBBTA | Mira Loma BESS A | Planned | 10 | 0 | 10 | 10 | 0 | 10 | 0 | Internal | SCE Gen | OTHER | LESR
MIRLOM_2_MLBBTB | Mira Loma BESS B | Planned | 10 | 0 | 10 | 10 | 0 | 10 | 0 | Internal | SCE Gen | OTHER | LESR
MOJAVW_2_SOLAR | Mojave West | Forced | 20 | 0 | 20 | 5.4 | 0 | 5.4 | 0 | Internal | SCE Gen | PHOTO VOLTAIC | SUN
MONLTH_6_BATTRY | Tehachapi Storage Project | Forced | 7.99 | 3.99 | 4 | 0 | 0 | 0 | 0 | Internal | SCE Gen | OTHER | LESR
MONLTH_6_BOREL | BOREL HYDRO UNITS 1-3 AGGREGATE | Forced | 11 | 11 | 0 | 0 | 0 | 0 | 0 | Internal | SCE Gen | HYDRO | WATER
MOORPK_2_CALABS | Calabasas Gas-to-Energy Facility | Forced | 6.96 | 4.46 | 2.5 | 4.57 | 2.07 | 4.57 | 2.07 | Internal | SCE Gen | COMBUSTION TURBINE | BIOGAS
MRCHNT_2_PL1X3 | Desert Star Energy Center | Forced | 494.58 | 264.58 | 230 | 419.25 | 189.25 | 419.25 | 189.25 | Internal | SDGE Gen | COMBINED CYCLE | NATURAL GAS
MSOLAR_2_SOLAR1 | Mesquite Solar 1 | Forced | 165 | 10.5 | 154.5 | 44.55 | 0 | 44.55 | 0 | Internal | SDGE Gen | PHOTO VOLTAIC | SUN
MTWIND_1_UNIT 1 | Mountain View Power Project I | Planned | 44.4 | 6 | 38.4 | 9.32 | 0 | 9.32 | 0 | Internal | SCE Gen | WIND | WIND
MTWIND_1_UNIT 2 | Mountain View Power Project II | Planned | 22.2 | 3 | 19.2 | 4.66 | 0 | 4.66 | 0 | Internal | SCE Gen | WIND | WIND
NAROW1_2_UNIT | NARROWS PH 1 UNIT | Planned/Forced | 12 | 12 | 0 | 12 | 12 | 12 | 12 | Internal | PGAE North | HYDRO | WATER
NAROW2_2_UNIT | Narrows Powerhouse Unit 2 | Planned | 55 | 30 | 25 | 28.51 | 3.51 | 28.51 | 3.51 | Internal | PGAE North | HYDRO | WATER
NCPA_7_GP2UN3 | NCPA GEO PLANT 2 UNIT 3 | Forced | 42.42 | 42.42 | 0 | 0 | 0 | 0 | 0 | Internal | PGAE Gen | STEAM | GEOTHERMAL
NGILAA_5_SDGDYN | NGILAA_5_SDGDYN | Forced | 57 | 6 | 51 | 0 | 0 | 57 | 6 | Dynamic | APS Gen | COMBINED CYCLE | NATURAL GAS
NGILAA_5_SDGDYN | NGILAA_5_SDGDYN | Forced | 57 | 6 | 51 | 0 | 0 | 57 | 6 | Dynamic | SDGE Gen | COMBINED CYCLE | NATURAL GAS
NWCSTL_7_UNIT 1 | NEWCASTLE HYDRO | Planned | 12 | 12 | 0 | 0.51 | 0.51 | 0.51 | 0.51 | Internal | PGAE Gen | HYDRO | WATER
OAK C_7_UNIT 1 | OAKLAND STATION C GT UNIT 1 | Forced | 55 | 1.5 | 53.5 | 55 | 1.5 | 55 | 1.5 | Internal | PGAE South | COMBUSTION TURBINE | DISTILLATE
OAK C_7_UNIT 3 | OAKLAND STATION C GT UNIT 3 | Forced | 55 | 1 | 54 | 55 | 1 | 55 | 1 | Internal | PGAE South | COMBUSTION TURBINE | DISTILLATE
OASIS_6_CREST | CREST Contracts | Forced | 13.5 | 0 | 13.5 | 0 | 0 | 0 | 0 | Internal | SCE Gen |  | SUN
OASIS_6_SOLAR2 | Oasis Solar | Forced | 20 | 0 | 20 | 5.4 | 0 | 5.4 | 0 | Internal | SCE Gen | PHOTO VOLTAIC | SUN
OILFLD_7_QFUNTS | Nacimiento Hydroelectric Plant | Planned | 3.8 | 1.29 | 2.51 | 1.77 | 0 | 1.77 | 0 | Internal | PGAE South | HYDRO | WATER
OLDRIV_6_CESDBM | Ces Dairy Biogas | Forced | 1 | 0 | 1 | 0.9 | 0 | 0.9 | 0 | Internal | PGAE Gen | RECIPROCATING ENGINE | BIOGAS
OLDRIV_6_LKVBM1 | Lakeview Dairy Biogas | Forced | 1 | 0 | 1 | 0.91 | 0 | 0.91 | 0 | Internal | PGAE Gen | RECIPROCATING ENGINE | BIOGAS
OLINDA_2_COYCRK | MWD Coyote Creek Hydroelectric Recovery | Forced | 3.13 | 3.13 | 0 | 3.13 | 3.13 | 3.13 | 3.13 | Internal | SCE Gen | HYDRO | WATER
OLINDA_2_LNDFL2 | Brea Power II | Forced | 28.1 | 5.1 | 23 | 23.17 | 0.17 | 23.17 | 0.17 | Internal | SCE Gen | COMBINED CYCLE | BIOGAS
OMAR_2_UNIT 1 | KERN RIVER COGENERATION CO. UNIT 1 | Forced | 78 | 4.8 | 73.2 | 70.3 | 0 | 70.3 | 0 | Internal | SCE Gen | COMBUSTION TURBINE | NATURAL GAS
OMAR_2_UNIT 3 | KERN RIVER COGENERATION CO. UNIT 3 | Forced | 81.41 | 8.01 | 73.4 | 74.03 | 0.63 | 74.03 | 0.63 | Internal | SCE Gen | COMBUSTION TURBINE | NATURAL GAS
OTMESA_2_PL1X3 | OTAY MESA ENERGY CENTER | Forced | 603.68 | 42.68 | 561 | 603.6 | 42.6 | 603.6 | 42.6 | Internal | SDGE Gen | COMBINED CYCLE | NATURAL GAS
OXMTN_6_LNDFIL | Ox Mountain Landfill Generating Plant | Forced | 10.62 | 0 | 10.62 | 10.29 | 0 | 10.29 | 0 | Internal | PGAE South | RECIPROCATING ENGINE | BIOGAS
PACLUM_6_UNIT | Humboldt Redwood | Forced | 28.8 | 6.8 | 22 | 15.13 | 0 | 15.13 | 0 | Internal | PGAE North | STEAM | BIOMASS
PADUA_2_ONTARO | ONTARIO/SIERRA HYDRO PSP | Planned | 1.92 | 0.42 | 1.5 | 0.35 | 0 | 0.35 | 0 | Internal | SCE Gen | HYDRO | WATER
PADUA_6_MWDSDM | San Dimas Hydroelectric Recovery Plant | Forced | 9.9 | 9.9 | 0 | 2.6 | 2.6 | 2.6 | 2.6 | Internal | SCE Gen | HYDRO | WATER
PALALT_7_COBUG | Cooperatively Owned Back Up Generator | Forced | 4.5 | 3.29 | 1.21 | 4.5 | 3.29 | 4.5 | 3.29 | Internal | PGAE Gen | COMBUSTION TURBINE | NATURAL GAS
PANSEA_1_PANARO | Mesa Wind Project | Planned/Forced | 30 | 30 | 0 | 6.3 | 6.3 | 6.3 | 6.3 | Internal | SCE Gen | WIND | WIND
PARDEB_6_UNITS | Pardee Power House | Forced | 30 | 30 | 0 | 14 | 14 | 14 | 14 | Internal | PGAE Gen | HYDRO | WATER
PINFLT_7_UNITS | PINE FLAT HYDRO AGGREGATE | Planned | 198.51 | 163.51 | 35 | 97.88 | 62.88 | 97.88 | 62.88 | Internal | PGAE Gen | HYDRO | WATER
PIOPIC_2_CTG1 | Pio Pico Unit 1 | Forced | 111.3 | 8.66 | 102.64 | 111.3 | 8.66 | 111.3 | 8.66 | Internal | SDGE Gen | COMBUSTION TURBINE | NATURAL GAS
PIOPIC_2_CTG2 | Pio Pico Unit 2 | Forced | 112.7 | 7.52 | 105.18 | 112.7 | 7.52 | 112.7 | 7.52 | Internal | SDGE Gen | COMBUSTION TURBINE | NATURAL GAS
PIOPIC_2_CTG3 | Pio Pico Unit 3 | Forced | 112 | 8.18 | 103.82 | 112 | 8.18 | 112 | 8.18 | Internal | SDGE Gen | COMBUSTION TURBINE | NATURAL GAS
PIT4_7_PL1X2 | PIT PH 4 UNITS 1 & 2 AGGREGATE | Planned | 95 | 0 | 95 | 95 | 0 | 95 | 0 | Internal | PGAE North | HYDRO | WATER
PIT6_7_UNIT 1 | PIT PH 6 UNIT 1 | Planned | 39 | 39 | 0 | 39 | 39 | 39 | 39 | Internal | PGAE North | HYDRO | WATER
PIT6_7_UNIT 2 | PIT PH 6 UNIT 2 | Planned | 40 | 40 | 0 | 40 | 40 | 40 | 40 | Internal | PGAE North | HYDRO | WATER
PIT7_7_UNIT 1 | PIT PH 7 UNIT 1 | Planned | 55.7 | 0 | 55.7 | 55.7 | 0 | 55.7 | 0 | Internal | PGAE North | HYDRO | WATER
PIT7_7_UNIT 2 | PIT PH 7 UNIT 2 | Planned/Forced | 54.6 | 54.6 | 0 | 54.6 | 54.6 | 54.6 | 54.6 | Internal | PGAE North | HYDRO | WATER
PNCHEG_2_PL1X4 | PANOCHE ENERGY CENTER (Aggregated) | Forced | 401 | 0 | 401 | 395.6 | 0 | 395.6 | 0 | Internal | PGAE Gen | COMBUSTION TURBINE | NATURAL GAS
PNCHPP_1_PL1X2 | Midway Peaking Aggregate | Forced | 119.91 | 0 | 119.91 | 108.35 | 0 | 108.35 | 0 | Internal | PGAE Gen | COMBUSTION TURBINE | NATURAL GAS
PNOCHE_1_PL1X2 | Panoche Peaker | Forced | 49.97 | 4.97 | 45 | 49.97 | 4.97 | 49.97 | 4.97 | Internal | PGAE South | COMBUSTION TURBINE | NATURAL GAS
POTTER_6_UNITS | Potter Valley | Forced | 10.1 | 4.8 | 5.3 | 2.52 | 0 | 2.52 | 0 | Internal | PGAE North | HYDRO | WATER
PRCTVY_1_MIGBT1 | Miguel BESS | Forced | 2 | 0 | 2 | 0 | 0 | 0 | 0 | Internal | SDGE Gen | OTHER | LESR
PVERDE_5_SCEDYN | PVERDE_5_SCEDYN | Forced | 635 | 5 | 630 | 0 | 0 | 635 | 5 | Dynamic | SCE Gen | 0 | URANIUM
PWEST_1_UNIT | PACIFIC WEST 1 WIND GENERATION | Forced | 2.1 | 2.1 | 0 | 0.44 | 0.44 | 0.44 | 0.44 | Internal | SCE Gen | WIND | WIND
RAMON_2_SCEDYN | RAMON_2_SCEDYN | Forced | 106.18 | 42.18 | 64 | 0 | 0 | 106.18 | 42.18 | Dynamic | SCE Gen | OTHER | GEOTHERMAL
RDWAY_1_CREST | CREST Contracts | Forced | 6.5 | 0 | 6.5 | 0 | 0 | 0 | 0 | Internal | SCE Gen | 0 | SUN
RECTOR_2_CREST | Rector Aggregate Solar Resources | Forced | 14 | 0 | 14 | 0 | 0 | 0 | 0 | Internal | SCE Gen | 0 | SUN
RECTOR_2_KAWEAH | KAWEAH PH 2 & 3 PSP AGGREGATE | Forced | 6.55 | 4.55 | 2 | 1.74 | 0 | 1.74 | 0 | Internal | SCE Gen | HYDRO | WATER
RECTOR_2_KAWH 1 | KAWEAH PH 1 UNIT 1 | Forced | 2.25 | 2.25 | 0 | 0.52 | 0.52 | 0.52 | 0.52 | Internal | SCE Gen | HYDRO | WATER
RECTOR_2_QF | Kaweah Unit 1 | Planned | 17 | 17 | 0 | 3.94 | 3.94 | 3.94 | 3.94 | Internal | SCE Gen | HYDRO | WATER
REDBLF_6_UNIT | RED BLUFF PEAKER PLANT | Forced | 44 | 11 | 33 | 44 | 11 | 44 | 11 | Internal | PGAE Gen | RECIPROCATING ENGINE | NATURAL GAS
REDMAN_6_AVSSR1 | Antelope Valley Solar | Forced | 3 | 0 | 3 | 0.81 | 0 | 0.81 | 0 | Internal | SCE Gen | PHOTO VOLTAIC | SUN
REDOND_7_UNIT 5 | REDONDO GEN STA. UNIT 5 | Forced | 178.87 | 178.87 | 0 | 178.87 | 178.87 | 178.87 | 178.87 | Internal | SCE Gen | STEAM | NATURAL GAS
REDOND_7_UNIT 8 | REDONDO GEN STA. UNIT 8 | Forced | 480 | 20 | 460 | 495.9 | 35.9 | 495.9 | 35.9 | Internal | SCE Gen | STEAM | NATURAL GAS
RENWD_1_QF | Renwind re-powering project | Forced | 10 | 1 | 9 | 2.1 | 0 | 2.1 | 0 | Internal | SCE Gen | WIND | WIND
RIOBRV_6_UNIT 1 | RIO BRAVO HYDRO | Forced | 14 | 0 | 14 | 7 | 0 | 7 | 0 | Internal | PGAE Gen | HYDRO | WATER
RNDSBG_1_HZASR1 | Hazel A | Forced | 2.99 | 0 | 2.99 | 0.81 | 0 | 0.81 | 0 | Internal | SCE Gen | PHOTO VOLTAIC | SUN
ROSMDW_2_WIND1 | Pacific Wind - Phase 1 | Planned | 140 | 0 | 140 | 29.4 | 0 | 29.4 | 0 | Internal | SCE Gen | WIND | WIND
RTEDDY_2_SOLAR1 | Rosamond West Solar 1 | Forced | 54 | 16 | 38 | 14.58 | 0 | 14.58 | 0 | Internal | SCE Gen | PHOTO VOLTAIC | SUN
RTEDDY_2_SOLAR2 | Rosamond West Solar 2 | Forced | 54 | 12 | 42 | 14.58 | 0 | 14.58 | 0 | Internal | SCE Gen | PHOTO VOLTAIC | SUN
RTREE_2_WIND1 | Rising Tree 1 | Forced | 79.2 | 0 | 79.2 | 16.63 | 0 | 16.63 | 0 | Internal | SCE Gen | WIND | WIND
RTREE_2_WIND2 | Rising Tree 2 | Forced | 19.8 | 3.3 | 16.5 | 4.16 | 0 | 4.16 | 0 | Internal | SCE Gen | WIND | WIND
RTREE_2_WIND3 | Rising Tree 3 | Forced | 99 | 0 | 99 | 20.79 | 0 | 20.79 | 0 | Internal | SCE Gen | WIND | WIND
RVSIDE_2_RERCU3 | Riverside Energy Res. Ctr Unit 3 | Forced | 49 | 0 | 49 | 49 | 0 | 49 | 0 | Internal | SCE Gen | COMBUSTION TURBINE | NATURAL GAS
RVSIDE_2_RERCU4 | Riverside Energy Res. Ctr Unit 4 | Forced | 49 | 0 | 49 | 49 | 0 | 49 | 0 | Internal | SCE Gen | COMBUSTION TURBINE | NATURAL GAS
RVSIDE_6_RERCU1 | Riverside Energy Res. Ctr Unit 1 | Forced | 48.35 | 0 | 48.35 | 48.35 | 0 | 48.35 | 0 | Internal | SCE Gen | COMBUSTION TURBINE | NATURAL GAS
RVSIDE_6_RERCU2 | Riverside Energy Res. Ctr Unit 2 | Forced | 48.5 | 0 | 48.5 | 48.5 | 0 | 48.5 | 0 | Internal | SCE Gen | COMBUSTION TURBINE | NATURAL GAS
RVSIDE_6_SPRING | SPRINGS GENERATION PROJECT AGGREGATE | Forced | 36 | 0 | 36 | 36 | 0 | 36 | 0 | Internal | SCE Gen | COMBUSTION TURBINE | NATURAL GAS
SANTFG_7_UNITS | GEYSERS CALISTOGA AGGREGATE | Forced | 92.1 | 35.1 | 57 | 63 | 6 | 63 | 6 | Internal | PGAE Gen | STEAM | GEOTHERMAL
SANWD_1_QF | San Gorgonio Farms Wind Farm | Planned | 31 | 0 | 31 | 6.51 | 0 | 6.51 | 0 | Internal | SCE Gen | WIND | WIND
SBERDO_2_PSP3 | Mountainview Gen Sta. Unit 3 | Forced | 555 | 13 | 542 | 555 | 13 | 555 | 13 | Internal | SCE Gen | COMBINED CYCLE | NATURAL GAS
SBERDO_2_PSP4 | Mountainview Gen Sta. Unit 4 | Forced | 555 | 13 | 542 | 555 | 13 | 555 | 13 | Internal | SCE Gen | COMBINED CYCLE | NATURAL GAS
SBERDO_2_SNTANA | SANTA ANA PSP | Planned | 6.95 | 6.95 | 0 | 0.3 | 0.3 | 0.3 | 0.3 | Internal | SCE Gen | HYDRO | WATER
SBERDO_6_MILLCK | MILL CREEK PSP | Planned/Forced | 3.93 | 3.13 | 0.8 | 1.09 | 0.29 | 1.09 | 0.29 | Internal | SCE Gen | HYDRO | WATER
SCEHOV_2_HOOVER | SCEHOV_2_HOOVER | Forced | 287.01 | 81.01 | 206 | 0 | 0 | 0 | 0 | Internal | SCE Gen | 0 | WATER
SCHNDR_1_WSTSDE | Westside Solar Station | Forced | 15 | 2 | 13 | 4.05 | 0 | 4.05 | 0 | Internal | PGAE Gen | PHOTO VOLTAIC | SUN
SENTNL_2_CTG2 | Sentinel Unit 2 | Forced | 95.34 | 3.34 | 92 | 95.34 | 3.34 | 95.34 | 3.34 | Internal | SCE Gen | COMBUSTION TURBINE | NATURAL GAS
SENTNL_2_CTG4 | Sentinel Unit 4 | Forced | 102.47 | 10.47 | 92 | 102.47 | 10.47 | 102.47 | 10.47 | Internal | SCE Gen | COMBUSTION TURBINE | NATURAL GAS
SENTNL_2_CTG5 | Sentinel Unit 5 | Forced | 103.81 | 11.81 | 92 | 103.81 | 11.81 | 103.81 | 11.81 | Internal | SCE Gen | COMBUSTION TURBINE | NATURAL GAS
SENTNL_2_CTG6 | Sentinel Unit 6 | Forced | 100.99 | 6.99 | 94 | 100.99 | 6.99 | 100.99 | 6.99 | Internal | SCE Gen | COMBUSTION TURBINE | NATURAL GAS
SENTNL_2_CTG7 | Sentinel Unit 7 | Forced | 97.06 | 5.06 | 92 | 97.06 | 5.06 | 97.06 | 5.06 | Internal | SCE Gen | COMBUSTION TURBINE | NATURAL GAS
SENTNL_2_CTG8 | Sentinel Unit 8 | Forced | 101.8 | 7.8 | 94 | 101.8 | 7.8 | 101.8 | 7.8 | Internal | SCE Gen | COMBUSTION TURBINE | NATURAL GAS
SHUTLE_6_CREST | CREST Contracts | Forced | 4 | 0 | 4 | 0 | 0 | 0 | 0 | Internal | SCE Gen | 0 | SUN
SLSTR1_2_SOLAR1 | Solar Star 1 | Forced | 310 | 0 | 310 | 83.7 | 0 | 83.7 | 0 | Internal | SCE Gen | PHOTO VOLTAIC | SUN
SLSTR2_2_SOLAR2 | Solar Star 2 | Forced | 276 | 0 | 276 | 74.52 | 0 | 74.52 | 0 | Internal | SCE Gen | PHOTO VOLTAIC | SUN
SLUISP_2_UNITS | SAN LUIS (GIANELLI) PUMP-GEN (AGGREGATE) | Planned | 374.43 | 0 | 374.43 | 0 | 0 | 0 | 0 | Internal | PGAE Gen | PUMPED STORAGE | WATER
SLYCRK_1_UNIT 1 | SLY CREEK HYDRO | Planned | 13 | 0 | 13 | 13 | 0 | 13 | 0 | Internal | PGAE North | HYDRO | WATER
SMUDGO_7_UNIT 1 | SONOMA POWER PLANT | Forced | 53 | 1 | 52 | 47 | 0 | 47 | 0 | Internal | PGAE Gen | STEAM | GEOTHERMAL
SNCLRA_2_UNIT1 | New Indy Oxnard | Planned/Forced | 27.8 | 16.8 | 11 | 15.63 | 4.63 | 15.63 | 4.63 | Internal | SCE Gen | COMBUSTION TURBINE | NATURAL GAS
SNDBAR_7_UNIT 1 | SANDBAR | Forced | 16.2 | 0 | 16.2 | 12.88 | 0 | 12.88 | 0 | Internal | PGAE North | HYDRO | WATER
SOUTH_2_UNIT | SOUTH HYDRO | Planned | 7.1 | 7.1 | 0 | 0.98 | 0.98 | 0.98 | 0.98 | Internal | PGAE Gen | HYDRO | WATER
SPOINT_2_PARKERDYN | Southpoint Energy Center | Forced | 200 | 200 | 0 | 0 | 0 | 200 | 200 | Dynamic | SCE Gen | COMBINED CYCLE | NATURAL GAS
SPRGAP_1_UNIT 1 | SPRING GAP HYDRO | Planned/Forced | 7 | 7 | 0 | 0.01 | 0.01 | 0.01 | 0.01 | Internal | PGAE North | HYDRO | WATER
SPRGVL_2_TULE | TULE RIVER HYDRO PLANT (PG&E) | Forced | 6.4 | 6.4 | 0 | 0 | 0 | 0 | 0 | Internal | SCE Gen | HYDRO | WATER
SPRGVL_2_TULESC | TULE RIVER HYDRO PLANT (SCE) | Forced | 2.5 | 2.5 | 0 | 0 | 0 | 0 | 0 | Internal | SCE Gen | HYDRO | WATER
STROUD_6_SOLAR | Stroud Solar Station | Forced | 20 | 2 | 18 | 5.4 | 0 | 5.4 | 0 | Internal | PGAE South | PHOTO VOLTAIC | SUN
STROUD_6_WWHSR1 | Winter Wheat Solar Farm | Forced | 1.5 | 0.3 | 1.2 | 0 | 0 | 0 | 0 | Internal | PG&E South | PHOTO VOLTAIC | SUN
SUMWHT_6_SWSSR1 | Summer Wheat Solar Farm | Forced | 18.5 | 1.9 | 16.6 | 5 | 0 | 5 | 0 | Internal | PGAE Gen | PHOTO VOLTAIC | SUN
SUNRIS_2_PL1X3 | Sunrise Power Project AGGREGATE II | Forced | 586.02 | 35.02 | 551 | 586.02 | 35.02 | 586.02 | 35.02 | Internal | PGAE Gen | COMBINED CYCLE | NATURAL GAS
SUNSET_2_UNITS | MIDWAY SUNSET COGENERATION PLANT | Forced | 248 | 31 | 217 | 229.5 | 12.5 | 229.5 | 12.5 | Internal | PGAE South | COMBUSTION TURBINE | NATURAL GAS
SWIFT_1_NAS | YERBA BUENA BATTERY | Forced | 4.8 | 2.8 | 2 | 3 | 1 | 3 | 1 | Internal | PGAE South | OTHER | LESR
SYCAMR_2_UNIT 1 | Sycamore Cogeneration Unit 1 | Forced | 86 | 9.08 | 76.92 | 77.41 | 0.49 | 77.41 | 0.49 | Internal | SCE Gen | COMBUSTION TURBINE | NATURAL GAS
SYCAMR_2_UNIT 2 | Sycamore Cogeneration Unit 2 | Forced | 78 | 6 | 72 | 80 | 8 | 80 | 8 | Internal | SCE Gen | COMBUSTION TURBINE | NATURAL GAS
SYCAMR_2_UNIT 3 | Sycamore Cogeneration Unit 3 | Forced | 78 | 6 | 72 | 80 | 8 | 80 | 8 | Internal | SCE Gen | COMBUSTION TURBINE | NATURAL GAS
SYCAMR_2_UNIT 4 | Sycamore Cogeneration Unit 4 | Forced | 78 | 7 | 71 | 80 | 9 | 80 | 9 | Internal | SCE Gen | COMBUSTION TURBINE | NATURAL GAS
TERMEX_2_PL1X3 | TDM | Forced | 625 | 24 | 601 | 593 | 0 | 593 | 0 | Internal | SDGE Gen | COMBINED CYCLE | NATURAL GAS
TKOPWR_6_HYDRO | Bear Creek Hydroelectric Project | Planned/Forced | 2.83 | 2.83 | 0 | 0 | 0 | 0 | 0 | Internal | PGAE Gen | HYDRO | WATER
UKIAH_7_LAKEMN | UKIAH LAKE MENDOCINO HYDRO | Forced | 3.5 | 1 | 2.5 | 1.7 | 0 | 1.7 | 0 | Internal | PGAE Gen | HYDRO | WATER
ULTRCK_2_UNIT | Rio Bravo Rocklin | Forced | 24.4 | 8.39 | 16.01 | 22.83 | 6.82 | 22.83 | 6.82 | Internal | PGAE North | STEAM | BIOMASS
UNOCAL_1_UNITS | TOSCO (RODEO PLANT) | Forced | 49.85 | 0 | 49.85 | 0.07 | 0 | 0.07 | 0 | Internal | PGAE South | COMBUSTION TURBINE | NATURAL GAS
USWND2_1_WIND1 | Golden Hills A | Forced | 42.96 | 0 | 42.96 | 9.02 | 0 | 9.02 | 0 | Internal | PGAE Gen | WIND | WIND
USWND2_1_WIND2 | Golden Hills B | Forced | 42.96 | 0 | 42.96 | 9.02 | 0 | 9.02 | 0 | Internal | PGAE Gen | WIND | WIND
USWND2_1_WIND3 | Golden Hills C | Forced | 46 | 0 | 46 | 9.66 | 0 | 9.66 | 0 | Internal | PGAE Gen | WIND | WIND
USWNDR_2_LABWD1 | LaBrisa Wind Project | Forced | 9 | 0 | 9 | 1.89 | 0 | 1.89 | 0 | Internal | PGAE Gen | WIND | WIND
USWNDR_2_SMUD | SOLANO WIND FARM | Forced | 102.18 | 0.66 | 101.52 | 21.46 | 0 | 21.46 | 0 | Internal | PGAE Gen | WIND | WIND
USWNDR_2_SMUD2 | Solano Wind Project Phase 3 | Forced | 127.8 | 0 | 127.8 | 26.84 | 0 | 26.84 | 0 | Internal | PGAE Gen | WIND | WIND
USWPJR_2_UNITS | Vasco Wind | Forced | 78.2 | 3.2 | 75 | 16.42 | 0 | 16.42 | 0 | Internal | PGAE Gen | WIND | WIND
VACADX_1_NAS | VACA-DIXON BATTERY | Forced | 1.85 | 1.15 | 0.7 | 1 | 0.3 | 1 | 0.3 | Internal | PGAE North | OTHER | LESR
VALLEY_5_PERRIS | MWD Perris Hydroelectric Recovery Plant | Forced | 7.94 | 7.94 | 0 | 7.94 | 7.94 | 7.94 | 7.94 | Internal | SCE Gen | HYDRO | WATER
VALLEY_5_REDMTN | MWD Red Mountain Hydroelectric Recovery | Forced | 5.9 | 5.9 | 0 | 3.8 | 3.8 | 3.8 | 3.8 | Internal | SCE Gen | HYDRO | WATER
VERNON_6_GONZL1 | H. Gonzales Unit #1 | Forced | 5.75 | 5.75 | 0 | 5.75 | 5.75 | 5.75 | 5.75 | Internal | SCE Gen | COMBUSTION TURBINE | NATURAL GAS
VERNON_6_MALBRG | Malburg Generating Station | Forced | 134 | 0 | 134 | 134 | 0 | 134 | 0 | Internal | SCE Gen | COMBINED CYCLE | NATURAL GAS
VESTAL_2_KERN | KERN RIVER PH 3 UNITS 1 & 2 AGGREGATE | Forced | 36.8 | 36.3 | 0.5 | 12.63 | 12.13 | 12.63 | 12.13 | Internal | SCE Gen | HYDRO | WATER
VICTOR_1_CREST | Victor Aggregate Solar Resources | Forced | 24.5 | 0 | 24.5 | 0 | 0 | 0 | 0 | Internal | SCE Gen | 0 | SUN
VICTOR_1_LVSLR1 | Lone Valley Solar Park 1 | Forced | 10 | 0 | 10 | 0 | 0 | 0 | 0 | Internal | SCE Gen | PHOTO VOLTAIC | SUN
VICTOR_1_SOLAR2 | Alamo Solar | Forced | 20 | 0 | 20 | 0 | 0 | 0 | 0 | Internal | SCE Gen | PHOTO VOLTAIC | SUN
VILLPK_2_VALLYV | MWD Valley View Hydroelectric Recovery P | Forced | 4.1 | 4.1 | 0 | 4.1 | 4.1 | 4.1 | 4.1 | Internal | SCE Gen | HYDRO | WATER
VOLTA_2_UNIT 1 | VOLTA HYDRO UNIT 1 | Planned | 9.1 | 9.1 | 0 | 4.07 | 4.07 | 4.07 | 4.07 | Internal | PGAE North | HYDRO | WATER
VOLTA_2_UNIT 2 | Volta Hydro Unit 2 | Planned | 1 | 1 | 0 | 0.47 | 0.47 | 0.47 | 0.47 | Internal | PGAE North | HYDRO | WATER
VOLTA_6_DIGHYD | Digger Creek Ranch Hydro | Forced | 0.6 | 0.6 | 0 | 0.34 | 0.34 | 0.34 | 0.34 | Internal | PGAE Gen | HYDRO | WATER
WALCRK_2_CTG1 | Walnut Creek Energy Park Unit 1 | Forced | 96.43 | 0 | 96.43 | 96.43 | 0 | 96.43 | 0 | Internal | SCE Gen | COMBUSTION TURBINE | NATURAL GAS
WALCRK_2_CTG2 | Walnut Creek Energy Park Unit 2 | Forced | 96.91 | 0 | 96.91 | 96.91 | 0 | 96.91 | 0 | Internal | SCE Gen | COMBUSTION TURBINE | NATURAL GAS
WALCRK_2_CTG3 | Walnut Creek Energy Park Unit 3 | Forced | 96.65 | 0 | 96.65 | 96.65 | 0 | 96.65 | 0 | Internal | SCE Gen | COMBUSTION TURBINE | NATURAL GAS
WALCRK_2_CTG4 | Walnut Creek Energy Park Unit 4 | Forced | 96.49 | 0 | 96.49 | 96.49 | 0 | 96.49 | 0 | Internal | SCE Gen | COMBUSTION TURBINE | NATURAL GAS
WALCRK_2_CTG5 | Walnut Creek Energy Park Unit 5 | Forced | 96.65 | 0 | 96.65 | 96.65 | 0 | 96.65 | 0 | Internal | SCE Gen | COMBUSTION TURBINE | NATURAL GAS
WDLEAF_7_UNIT 1 | WOODLEAF HYDRO | Planned | 60 | 0 | 60 | 60 | 0 | 60 | 0 | Internal | PGAE North | HYDRO | WATER
WHEATL_6_LNDFIL | G2 ENERGY, OSTROM ROAD LLC | Forced | 3.55 | 0.45 | 3.1 | 3.55 | 0.45 | 3.55 | 0.45 | Internal | PGAE Gen | RECIPROCATING ENGINE | BIOGAS
WHTWTR_1_WINDA1 | Whitewater Hill Wind Project | Forced | 61.5 | 26.5 | 35 | 12.92 | 0 | 12.92 | 0 | Internal | SCE Gen | WIND | WIND
WISE_1_UNIT 2 | WISE HYDRO UNIT 2 | Forced | 3.2 | 3.2 | 0 | 3.2 | 3.2 | 3.2 | 3.2 | Internal | PGAE North | HYDRO | WATER
WISHON_6_UNITS | Wishon/San Joaquin #1-A AGGREGATE | Planned | 18.4 | 18.4 | 0 | 18.4 | 18.4 | 18.4 | 18.4 | Internal | PGAE Gen | HYDRO | WATER
WLDWD_1_SOLAR1 | Wildwood Solar I | Forced | 20 | 0 | 20 | 5.4 | 0 | 5.4 | 0 | Internal | PGAE Gen | PHOTO VOLTAIC | SUN
WLDWD_1_SOLAR2 | Wildwood Solar 2 | Forced | 15 | 0 | 15 | 4.05 | 0 | 4.05 | 0 | Internal | PGAE Gen | PHOTO VOLTAIC | SUN
WNDMAS_2_UNIT 1 | BUENA VISTA ENERGY, LLC | Forced | 38 | 0 | 38 | 7.98 | 0 | 7.98 | 0 | Internal | PGAE Gen | WIND | WIND
WOLFSK_1_UNITA1 | Wolfskill Energy Center | Forced | 46.9 | 0.9 | 46 | 46.9 | 0.9 | 46.9 | 0.9 | Internal | PGAE Gen | COMBUSTION TURBINE | NATURAL GAS
WRGHTP_7_AMENGY | SMALL QF AGGREGATION - LOS BANOS | Forced | 2.5 | 1.5 | 1 | 0.53 | 0 | 0.53 | 0 | Internal | PGAE Gen | HYDRO | WATER
YUBACT_6_UNITA1 | Yuba City Energy Center (Calpine) | Forced | 47.6 | 3.6 | 44 | 47.6 | 3.6 | 47.6 | 3.6 | Internal | PGAE North | COMBUSTION TURBINE | NATURAL GAS
ZOND_6_UNIT | ZOND WINDSYSTEMS INC. | Forced | 17.1 | 17.1 | 0 | 3.59 | 3.59 | 3.59 | 3.59 | Internal | PGAE Gen | WIND | WIND
HARDWK_6_STWBM1 | Still Water Ranch Dairy | Forced | 1 | 0.2 | 0.8 | 0 | 0 | 0 | 0 | Internal |  | RECIPROCATING ENGINE | BIOGAS
MALIN_5_HERMDYN | MALIN_5_HERMDYN | Forced | 308 | 308 | 0 | 0 | 0 | 308 | 308 | Dynamic |  | COMBINED CYCLE | NATURAL GAS
VOLTA_7_PONHY1 | VOLTA_7_PONHY1 | Forced | 1.25 | 1.25 | 0 | 0.9 | 0.9 | 0.9 | 0.9 | Internal |  | HYDRO | WATER
Outage Summary
Zone Name | Number Of Outages |  | MW's
| Planned | Forced | Limitation | Shutdown
APS Gen | 0 | 1 | 6 | 0
PG&E South | 0 | 2 | 0.3 | 0
PGAE Gen | 22 | 115 | 975.92 | 664.39
PGAE North | 27 | 23 | 97.33 | 288.76
PGAE South | 1 | 42 | 230.11 | 37.3
SCE Gen | 23 | 176 | 951.88 | 1381.73
SDGE Gen | 5 | 22 | 481.62 | 0
| 0 | 3 | 0.2 | 309.25
Total | 78 | 384 | 2743.36 | 2681.43
Report Generated on:
08/14/2020 08:31:37 (PPT)
Filtered Parameters:
Date = 08/15/2020
Resource = ALL
Area = ALL
States = ALL
Outage Origin = CAISO
System conditions are dynamic and may change, affecting the accuracy of this report. This report includes all outages, curtailments and temporary operating constraints reflecting normal operations that are effective at the time of the report. Because outages may overlap or may not all be simultaneously in effect at the time of this report, Other real-time reports may indicate a different total outage/curtailment than this report. This report reflects the best available data at the date and time of the report. It is a snapshot of conditions existing at the time the report was posted. This report is initiated once daily 1515 Pacific Time.
The content of these pages is subject to change without notice. Decisions based on information contained within the California ISO web site are the visitor's sole responsibility.
MALIN_5_HERMDYN | MALIN_5_HERMDYN | Forced | 308 | 308
VOLTA_7_PONHY1 | VOLTA_7_PONHY1 | Forced | 1.25 | 1.25
Outage Summary
Zone Name | Number Of Outages |  | MW's
| Planned | Forced | Limitation | Shutdown
APS Gen | 0 | 2 | 91 | 0
PG&E South | 0 | 2 | 0.3 | 0
PGAE Gen | 20 | 128 | 1471.49 | 636.89
PGAE North | 26 | 24 | 133.66 | 235.51
PGAE South | 1 | 51 | 300.29 | 37.3
SCE Gen | 24 | 193 | 1386.66 | 1381.73
SDGE Gen | 5 | 26 | 506.08 | 0
| 0 | 3 | 0.2 | 309.25
Total | 76 | 429 | 3889.68 | 2600.68
Report Generated on:
08/15/2020 08:30:00 (PPT)
Filtered Parameters:
Date = 08/16/2020
Resource = ALL
Area = ALL
States = ALL
Outage Origin = CAISO
System conditions are dynamic and may change, affecting the accuracy of this report. This report includes all outages, curtailments and temporary operating constraints reflecting normal operations that are effective at the time of the report. Because outages may overlap or may not all be simultaneously in effect at the time of this report, Other real-time reports may indicate a different total outage/curtailment than this report. This report reflects the best available data at the date and time of the report. It is a snapshot of conditions existing at the time the report was posted. This report is initiated once daily 1515 Pacific Time.
The content of these pages is subject to change without notice. Decisions based on information contained within the California ISO web site are the visitor's sole responsibility.

## Data for Pivot
Resource ID | Resource Name | Outage Type | Capacity (MW) | Curtailed (MW) | Available Capacity | August RA | Max Internal RA Curtailed | August RA with Dynamics | Max RA Curtailed | Dynamic | Zone Name | Resource Type | Fuel Type
ADLIN_1_UNITS | GEYSERS AIDLIN AGGREGATE | Forced | 22 | 10 | 12 | 16 | 4 | 16 | 4 | Internal | PGAE Gen | STEAM | GEOTHERMAL
ALAMIT_2_PL1X3 | Alamitos Energy Center Unit 7 | Forced | 674.7 | 6.7 | 668 | 674.7 | 6.7 | 674.7 | 6.7 | Internal | SCE Gen | COMBINED CYCLE | NATURAL GAS
ALAMIT_7_UNIT 4 | ALAMITOS GEN STA. UNIT 4 | Planned | 335.67 | 335.67 | 0 | 335.67 | 335.67 | 335.67 | 335.67 | Internal | SCE Gen | STEAM | NATURAL GAS
ALMEGT_1_UNIT 1 | ALAMEDA GT UNIT 1 | Forced | 25 | 4 | 21 | 23.4 | 2.4 | 23.4 | 2.4 | Internal | PGAE South | COMBUSTION TURBINE | NATURAL GAS
ALMEGT_1_UNIT 2 | ALAMEDA GT UNIT 2 | Forced | 25 | 4 | 21 | 23.5 | 2.5 | 23.5 | 2.5 | Internal | PGAE South | COMBUSTION TURBINE | NATURAL GAS
ALTA3A_2_CPCE4 | Alta Wind 4 | Forced | 102 | 12 | 90 | 21.42 | 0 | 21.42 | 0 | Internal | SCE Gen | WIND | WIND
ALTA3A_2_CPCE5 | Alta Wind 5 | Forced | 168 | 15 | 153 | 35.28 | 0 | 35.28 | 0 | Internal | SCE Gen | WIND | WIND
ALTA3A_2_CPCE8 | Alta Wind 8 | Forced | 150 | 6 | 144 | 31.5 | 0 | 31.5 | 0 | Internal | SCE Gen | WIND | WIND
ALTA4A_2_CPCW1 | Alta Wind 1 | Forced | 150 | 0 | 150 | 31.5 | 0 | 31.5 | 0 | Internal | SCE Gen | WIND | WIND
ALTA4B_2_CPCW2 | Alta Wind 2 | Forced | 150 | 12 | 138 | 31.5 | 0 | 31.5 | 0 | Internal | SCE Gen | WIND | WIND
ALTA4B_2_CPCW3 | Alta Wind 3 | Forced | 150 | 6 | 144 | 31.5 | 0 | 31.5 | 0 | Internal | SCE Gen | WIND | WIND
ALTA6B_2_WIND11 | Alta Wind 11 | Forced | 90 | 0 | 90 | 18.9 | 0 | 18.9 | 0 | Internal | SCE Gen | WIND | WIND
ALTA6E_2_WIND10 | Alta Wind 10 | Forced | 138 | 9.75 | 128.25 | 28.98 | 0 | 28.98 | 0 | Internal | SCE Gen | WIND | WIND
ANZA_6_SOLAR1 | Seville Solar One | Forced | 20 | 0 | 20 | 0 | 0 | 0 | 0 | Internal | SDGE Gen | PHOTO VOLTAIC | SUN
BASICE_2_UNITS | King City Cogen | Forced | 120 | 3 | 117 | 120 | 3 | 120 | 3 | Internal | PGAE Gen | COMBINED CYCLE | NATURAL GAS
BCTSYS_5_PWXDYN | BCTSYS_5_PWXDYN | Forced | 428 | 428 | 0 | 0 | 0 | 428 | 428 | Dynamic | PGAE Gen | 0 | WATER
BGSKYN_2_AS2SR1 | Antelope Solar 2 | Forced | 105 | 0 | 105 | 28.35 | 0 | 28.35 | 0 | Internal | SCE Gen | PHOTO VOLTAIC | SUN
BGSKYN_2_ASPSR2 | Antelope Solar 2 San Pablo | Forced | 100 | 0 | 100 | 27 | 0 | 27 | 0 | Internal | SCE Gen | PHOTO VOLTAIC | SUN
BGSKYN_2_BS3SR3 | Big Sky Solar 3 | Forced | 20 | 0 | 20 | 5.4 | 0 | 5.4 | 0 | Internal | SCE Gen | PHOTO VOLTAIC | SUN
BIGCRK_2_EXESWD | BIG CREEK HYDRO PROJECT PSP | Forced | 820 | 100 | 720 | 800.6 | 80.6 | 800.6 | 80.6 | Internal | SCE Gen | HYDRO | WATER
BIGSKY_2_BSKSR6 | Big Sky Solar 6 | Forced | 20 | 0 | 20 | 5.4 | 0 | 5.4 | 0 | Internal | SCE Gen | PHOTO VOLTAIC | SUN
BIGSKY_2_BSKSR7 | Big Sky Solar 7 | Forced | 20 | 0 | 20 | 5.4 | 0 | 5.4 | 0 | Internal | SCE Gen | PHOTO VOLTAIC | SUN
BIGSKY_2_BSKSR8 | Big Sky Solar 8 | Forced | 20 | 0 | 20 | 5.4 | 0 | 5.4 | 0 | Internal | SCE Gen | PHOTO VOLTAIC | SUN
BIGSKY_2_SOLAR2 | Big Sky Solar 4 | Forced | 40 | 0 | 40 | 34.41 | 0 | 34.41 | 0 | Internal | SCE Gen | PHOTO VOLTAIC | SUN
BIGSKY_2_SOLAR3 | Big Sky Summer | Forced | 20 | 0 | 20 | 5.4 | 0 | 5.4 | 0 | Internal | SCE Gen | PHOTO VOLTAIC | SUN
BIGSKY_2_SOLAR4 | Western Antelope Blue Sky Ranch B | Forced | 20 | 0 | 20 | 17.26 | 0 | 17.26 | 0 | Internal | SCE Gen | PHOTO VOLTAIC | SUN
BIGSKY_2_SOLAR5 | Big Sky Solar 2 | Forced | 5 | 0 | 5 | 1.35 | 0 | 1.35 | 0 | Internal | SCE Gen | PHOTO VOLTAIC | SUN
BIGSKY_2_SOLAR6 | Solverde 1 | Forced | 85 | 0 | 85 | 22.95 | 0 | 22.95 | 0 | Internal | SCE Gen | PHOTO VOLTAIC | SUN
BIGSKY_2_SOLAR7 | Big Sky Solar 1 | Forced | 50 | 0 | 50 | 13.5 | 0 | 13.5 | 0 | Internal | SCE Gen | PHOTO VOLTAIC | SUN
BISHOP_1_ALAMO | BISHOP CREEK PLANT 2 AND 6 | Forced | 13.4 | 5.1 | 8.3 | 10.99 | 2.69 | 10.99 | 2.69 | Internal | SCE Gen | HYDRO | WATER
BISHOP_1_UNITS | BISHOP CREEK PLANT 3 AND 4 | Forced | 15.8 | 4.8 | 11 | 12.87 | 1.87 | 12.87 | 1.87 | Internal | SCE Gen | HYDRO | WATER
BKRFLD_2_SOLAR1 | Bakersfield 111 | Forced | 1.38 | 0 | 1.38 | 0.37 | 0 | 0.37 | 0 | Internal | PGAE Gen | PHOTO VOLTAIC | SUN
BLACK_7_UNIT 1 | JAMES B. BLACK 1 | Planned/Forced | 85 | 0 | 85 | 85 | 0 | 85 | 0 | Internal | PGAE North | HYDRO | WATER
BLACK_7_UNIT 2 | JAMES B. BLACK 2 | Planned | 84.1 | 0 | 84.1 | 84.1 | 0 | 84.1 | 0 | Internal | PGAE North | HYDRO | WATER
BLYTHE_1_SOLAR1 | Blythe Solar 1 Project | Forced | 21 | 3 | 18 | 0 | 0 | 0 | 0 | Internal | SCE Gen | PHOTO VOLTAIC | SUN
BORDER_6_UNITA1 | CalPeak Power Border Unit 1 | Planned/Forced | 51.25 | 26.25 | 25 | 51.25 | 26.25 | 51.25 | 26.25 | Internal | SDGE Gen | COMBUSTION TURBINE | NATURAL GAS
BRDSLD_2_HIWIND | High Winds Energy Center | Forced | 162 | 19.8 | 142.2 | 34.02 | 0 | 34.02 | 0 | Internal | PGAE Gen | WIND | WIND
BRDSLD_2_MTZUM2 | NextEra Energy Montezuma Wind II | Forced | 78.2 | 0 | 78.2 | 16.42 | 0 | 16.42 | 0 | Internal | PGAE Gen | WIND | WIND
BRDSLD_2_MTZUMA | FPL Energy Montezuma Wind | Forced | 36.8 | 6.9 | 29.9 | 7.73 | 0 | 7.73 | 0 | Internal | PGAE Gen | WIND | WIND
BRDSLD_2_SHILO1 | Shiloh I Wind Project | Forced | 150 | 3 | 147 | 31.5 | 0 | 31.5 | 0 | Internal | PGAE Gen | WIND | WIND
BRDSLD_2_SHILO2 | SHILOH WIND PROJECT 2 | Forced | 150 | 6 | 144 | 31.5 | 0 | 31.5 | 0 | Internal | PGAE Gen | WIND | WIND
BRDSLD_2_SHLO3A | Shiloh III Wind Project, LLC | Forced | 102.5 | 2.05 | 100.45 | 21.53 | 0 | 21.53 | 0 | Internal | PGAE Gen | WIND | WIND
BRDSLD_2_SHLO3B | Shiloh IV Wind Project | Forced | 100 | 1.6 | 98.4 | 21 | 0 | 21 | 0 | Internal | PGAE Gen | WIND | WIND
BRODIE_2_WIND | Coram Brodie Wind Project | Forced | 102 | 0 | 102 | 21.42 | 0 | 21.42 | 0 | Internal | SCE Gen | WIND | WIND
BUCKCK_7_PL1X2 | BUCKS CREEK AGGREGATE | Planned | 57.25 | 57.25 | 0 | 57.25 | 57.25 | 57.25 | 57.25 | Internal | PGAE Gen | HYDRO | WATER
BUCKWD_1_QF | Buckwind Re-powering project | Forced | 16.5 | 1.5 | 15 | 3.47 | 0 | 3.47 | 0 | Internal | SCE Gen | WIND | WIND
CAMCHE_1_PL1X3 | CAMANCHE UNITS 1, 2 & 3 AGGREGATE | Forced | 9.99 | 9.09 | 0.9 | 2.76 | 1.86 | 2.76 | 1.86 | Internal | PGAE Gen | HYDRO | WATER
CARBOU_7_UNIT 1 | CARIBOU PH 1 UNIT 1 | Planned | 24 | 0 | 24 | 24 | 0 | 24 | 0 | Internal | PGAE North | HYDRO | WATER
CARLS1_2_CARCT1 | Carlsbad 1 | Planned | 422 | 0 | 422 | 422 | 0 | 422 | 0 | Internal | SDGE Gen | COMBUSTION TURBINE | NATURAL GAS
CARLS2_1_CARCT1 | Carlsbad 2 | Planned | 105.5 | 0 | 105.5 | 105.5 | 0 | 105.5 | 0 | Internal | SDGE Gen | COMBUSTION TURBINE | NATURAL GAS
CAVLSR_2_BSOLAR | California Valley Solar Ranch-Phase B | Forced | 40 | 0 | 40 | 10.8 | 0 | 10.8 | 0 | Internal | PGAE Gen | PHOTO VOLTAIC | SUN
CAVLSR_2_RSOLAR | California Valley Solar Ranch-Phase A | Forced | 210 | 0 | 210 | 56.7 | 0 | 56.7 | 0 | Internal | PGAE Gen | PHOTO VOLTAIC | SUN
CENTER_2_RHONDO | MWD Rio Hondo Hydroelectric Recovery Pla | Forced | 1.91 | 1.91 | 0 | 1.91 | 1.91 | 1.91 | 1.91 | Internal | SCE Gen | HYDRO | WATER
CHINO_2_SASOLR | SS San Antonio West LLC | Forced | 1.5 | 0 | 1.5 | 0 | 0 | 0 | 0 | Internal | SCE Gen | PHOTO VOLTAIC | SUN
CHINO_7_MILIKN | MN Milliken Genco LLC | Planned | 1.9 | 1.9 | 0 | 1.19 | 1.19 | 1.19 | 1.19 | Internal | SCE Gen | RECIPROCATING ENGINE | BIOGAS
CLOVDL_1_SOLAR | Cloverdale Solar I | Forced | 1.5 | 0 | 1.5 | 0.41 | 0 | 0.41 | 0 | Internal | PGAE Gen | PHOTO VOLTAIC | SUN
CLOVER_2_UNIT | Clover Creek | Forced | 0.99 | 0.79 | 0.2 | 0.13 | 0 | 0.13 | 0 | Internal | PGAE Gen | HYDRO | WATER
CLRKRD_6_LIMESD | Lime Saddle Hydro | Forced | 2 | 2 | 0 | 0.63 | 0.63 | 0.63 | 0.63 | Internal | PGAE Gen | HYDRO | WATER
CNTRVL_6_UNIT | Centerville | Forced | 6.4 | 6.4 | 0 | 4.62 | 4.62 | 4.62 | 4.62 | Internal | PGAE Gen | HYDRO | WATER
COCOPP_2_CTG1 | Marsh Landing 1 | Forced | 204.2 | 9.85 | 194.35 | 190 | 0 | 190 | 0 | Internal | PGAE South | COMBUSTION TURBINE | NATURAL GAS
COCOPP_2_CTG2 | Marsh Landing 2 | Forced | 202.7 | 9.12 | 193.58 | 189.21 | 0 | 189.21 | 0 | Internal | PGAE South | COMBUSTION TURBINE | NATURAL GAS
COCOPP_2_CTG3 | Marsh Landing 3 | Forced | 208.96 | 16.15 | 192.81 | 188.5 | 0 | 188.5 | 0 | Internal | PGAE South | COMBUSTION TURBINE | NATURAL GAS
COCOSB_6_SOLAR | Oakley Solar Project | Forced | 1.5 | 0 | 1.5 | 0 | 0 | 0 | 0 | Internal | PGAE Gen | PHOTO VOLTAIC | SUN
COLEMN_2_UNIT | Coleman | Planned | 13 | 13 | 0 | 2.34 | 2.34 | 2.34 | 2.34 | Internal | PGAE North | HYDRO | WATER
COLGAT_7_UNIT 1 | Colgate Powerhouse Unit 1 | Planned | 176.72 | 20.72 | 156 | 161.65 | 5.65 | 161.65 | 5.65 | Internal | PGAE North | HYDRO | WATER
COLGAT_7_UNIT 2 | Colgate Powerhouse Unit 2 | Planned | 175.67 | 19.67 | 156 | 161.68 | 5.68 | 161.68 | 5.68 | Internal | PGAE North | HYDRO | WATER
COLTON_6_AGUAM1 | AGUA MANSA UNIT 1 (CITY OF COLTON) | Forced | 43 | 2 | 41 | 43 | 2 | 43 | 2 | Internal | SCE Gen | COMBUSTION TURBINE | NATURAL GAS
COLVIL_7_PL1X2 | COLLIERVILLE HYDRO UNIT 1 & 2 AGGREGATE | Forced | 246.86 | 0 | 246.86 | 246.86 | 0 | 246.86 | 0 | Internal | PGAE Gen | HYDRO | WATER
CONTRL_1_CASAD3 | Mammoth G3 | Forced | 14 | 0 | 14 | 7.38 | 0 | 7.38 | 0 | Internal | SCE Gen | OTHER | GEOTHERMAL
CONTRL_1_LUNDY | LUNDY | Forced | 3 | 2.61 | 0.39 | 1.91 | 1.52 | 1.91 | 1.52 | Internal | SCE Gen | HYDRO | WATER
CONTRL_1_OXBOW | Dixie Valley Geo | Forced | 60 | 3.5 | 56.5 | 51.04 | 0 | 51.04 | 0 | Internal | SCE Gen | STEAM | GEOTHERMAL
CONTRL_1_POOLE | POOLE HYDRO PLANT 1 | Forced | 10.9 | 9.9 | 1 | 2.98 | 1.98 | 2.98 | 1.98 | Internal | SCE Gen | HYDRO | WATER
CONTRL_1_RUSHCK | RUSH CREEK | Forced | 11.94 | 9.94 | 2 | 3.24 | 1.24 | 3.24 | 1.24 | Internal | SCE Gen | HYDRO | WATER
COPMT4_2_SOLAR4 | Copper Mountain Solar 4 | Forced | 92 | 2 | 90 | 24.84 | 0 | 24.84 | 0 | Internal | SCE Gen | PHOTO VOLTAIC | SUN
CORONS_6_CLRWTR | Clearwater Power Plant | Forced | 28 | 28 | 0 | 28 | 28 | 28 | 28 | Internal | SCE Gen | COMBINED CYCLE | NATURAL GAS
COVERD_2_HCKHY1 | HATCHET CREEK | Forced | 6.89 | 6.89 | 0 | 1.66 | 1.66 | 1.66 | 1.66 | Internal | PGAE Gen | HYDRO | WATER
COVERD_2_MCKHY1 | Montgomery Creek Hydro | Forced | 2.8 | 2.8 | 0 | 0.69 | 0.69 | 0.69 | 0.69 | Internal | PGAE Gen | HYDRO | WATER
COVERD_2_QFUNTS | Cove Hydroelectric Project | Planned | 5.5 | 0 | 5.5 | 0 | 0 | 0 | 0 | Internal | PGAE North | HYDRO | WATER
COVERD_2_RCKHY1 | ROARING CREEK | Forced | 2 | 2 | 0 | 0.48 | 0.48 | 0.48 | 0.48 | Internal | PGAE Gen | HYDRO | WATER
CPVERD_2_SOLAR | Campo Verde Solar | Forced | 139 | 0 | 139 | 37.53 | 0 | 37.53 | 0 | Internal | SDGE Gen | PHOTO VOLTAIC | SUN
CRNEVL_6_CRNVA | Crane Valley | Planned | 0.9 | 0.9 | 0 | 0 | 0 | 0 | 0 | Internal | PGAE Gen | HYDRO | WATER
CRNEVL_6_SJQN 2 | SAN JOAQUIN 2 | Planned/Forced | 3.2 | 3.2 | 0 | 0.01 | 0.01 | 0.01 | 0.01 | Internal | PGAE Gen | HYDRO | WATER
CRNEVL_6_SJQN 3 | SAN JOAQUIN 3 | Planned/Forced | 4.2 | 4.2 | 0 | 0 | 0 | 0 | 0 | Internal | PGAE Gen | HYDRO | WATER
CSCCOG_1_UNIT 1 | SANTA CLARA CO-GEN | Forced | 7 | 0 | 7 | 6 | 0 | 6 | 0 | Internal | PGAE South | COMBUSTION TURBINE | NATURAL GAS
CSCGNR_1_UNIT 1 | GIANERA PEAKER UNIT 1 | Forced | 24.75 | 2.15 | 22.6 | 24 | 1.4 | 24 | 1.4 | Internal | PGAE South | COMBUSTION TURBINE | NATURAL GAS
CSCGNR_1_UNIT 2 | GIANERA PEAKER UNIT 2 | Forced | 24.75 | 2.15 | 22.6 | 24 | 1.4 | 24 | 1.4 | Internal | PGAE South | COMBUSTION TURBINE | NATURAL GAS
CSTRVL_7_PL1X2 | Marina Land Fill Gas | Forced | 4.53 | 0.13 | 4.4 | 4.14 | 0 | 4.14 | 0 | Internal | PGAE South | RECIPROCATING ENGINE | OTHER
CUMMNG_6_SUNCT1 | SunSelect 1 | Forced | 4 | 4 | 0 | 3.56 | 3.56 | 3.56 | 3.56 | Internal | SCE Gen | RECIPROCATING ENGINE | NATURAL GAS
CUYAMS_6_CUYSR1 | Cuyama Solar | Forced | 40 | 0 | 40 | 10.8 | 0 | 10.8 | 0 | Internal | PGAE Gen | PHOTO VOLTAIC | SUN
DAIRLD_1_MD2BM1 | Madera Digester Genset 2 | Forced | 0.8 | 0 | 0.8 | 0 | 0 | 0 | 0 | Internal | PGAE Gen | RECIPROCATING ENGINE | BIOGAS
DEADCK_1_UNIT | DEADCK_1_UNIT | Planned | 2 | 0 | 2 | 0 | 0 | 0 | 0 | Internal | PGAE Gen | HYDRO | WATER
DELAMO_2_SOLRC1 | Golden Springs Building C1 | Forced | 1.16 | 0 | 1.16 | 0 | 0 | 0 | 0 | Internal | SCE Gen | PHOTO VOLTAIC | SUN
DELAMO_2_SOLRD | Golden Solar Building D | Forced | 1.25 | 0 | 1.25 | 0 | 0 | 0 | 0 | Internal | SCE Gen | PHOTO VOLTAIC | SUN
DELSUR_6_CREST | Delsur Aggregate Solar Resources | Forced | 10 | 0 | 10 | 0 | 0 | 0 | 0 | Internal | SCE Gen | PHOTO VOLTAIC | SUN
DELSUR_6_SOLAR4 | Radiance Solar 4 | Forced | 1.5 | 0 | 1.5 | 0 | 0 | 0 | 0 | Internal | SCE Gen | PHOTO VOLTAIC | SUN
DELSUR_6_SOLAR5 | Radiance Solar 5 | Forced | 1.5 | 0 | 1.5 | 0 | 0 | 0 | 0 | Internal | SCE Gen | PHOTO VOLTAIC | SUN
DELTA_2_PL1X4 | DELTA ENERGY CENTER AGGREGATE | Forced | 880 | 43 | 837 | 813 | 0 | 813 | 0 | Internal | PGAE Gen | COMBINED CYCLE | NATURAL GAS
DEVERS_1_SEPV05 | SEPV 5 | Forced | 2 | 0 | 2 | 0 | 0 | 0 | 0 | Internal | SCE Gen | PHOTO VOLTAIC | SUN
DEVERS_1_SOLAR1 | SEPV8 | Forced | 12 | 0 | 12 | 0 | 0 | 0 | 0 | Internal | SCE Gen | PHOTO VOLTAIC | SUN
DEVERS_2_CS2SR4 | Caliente Solar 2 | Forced | 0.91 | 0 | 0.91 | 0 | 0 | 0 | 0 | Internal | SCE Gen | PHOTO VOLTAIC | SUN
DIABLO_7_UNIT 2 | Diablo Canyon Unit 2 | Forced | 1150 | 0 | 1150 | 1140 | 0 | 1140 | 0 | Internal | PGAE South | STEAM | URANIUM
DMDVLY_1_UNITS | DIAMOND VALLEY LAKE PUMP-GEN PLANT | Forced | 21 | 21 | 0 | 3 | 3 | 3 | 3 | Internal | SCE Gen | HYDRO | WATER
DONNLS_7_UNIT | Donnells Hydro | Forced | 72 | 4.5 | 67.5 | 72 | 4.5 | 72 | 4.5 | Internal | PGAE Gen | HYDRO | WATER
DOUBLC_1_UNITS | DOUBLE "C" LIMITED | Forced | 52.23 | 3.23 | 49 | 49.5 | 0.5 | 49.5 | 0.5 | Internal | PGAE South | COMBUSTION TURBINE | NATURAL GAS
DRACKR_2_DS3SR3 | Dracker Solar Unit 3 | Forced | 125 | 0 | 125 | 33.75 | 0 | 33.75 | 0 | Internal | SCE Gen | PHOTO VOLTAIC | SUN
DRACKR_2_DS4SR4 | Dracker Solar Unit 4 | Forced | 125 | 62.5 | 62.5 | 0 | 0 | 0 | 0 | Internal | SCE Gen | PHOTO VOLTAIC | SUN
DRACKR_2_SOLAR1 | Dracker Solar Unit 1 | Forced | 110 | 0 | 110 | 29.7 | 0 | 29.7 | 0 | Internal | SCE Gen | PHOTO VOLTAIC | SUN
DRACKR_2_SOLAR2 | Dracker Solar Unit 2 | Planned/Forced | 125 | 0 | 125 | 33.75 | 0 | 33.75 | 0 | Internal | SCE Gen | PHOTO VOLTAIC | SUN
DREWS_6_PL1X4 | Drews Generating Plant | Forced | 41.4 | 20.7 | 20.7 | 36 | 15.3 | 36 | 15.3 | Internal | SCE Gen | COMBUSTION TURBINE | NATURAL GAS
DSFLWR_2_WS2SR1 | Willow Springs 2 | Forced | 100 | 32.8 | 67.2 | 27 | 0 | 27 | 0 | Internal | SCE Gen | PHOTO VOLTAIC | SUN
DSRTSL_2_SOLAR1 | Desert Stateline | Planned | 296.19 | 4.19 | 292 | 79.97 | 0 | 79.97 | 0 | Internal | SCE Gen | PHOTO VOLTAIC | SUN
DUANE_1_PL1X3 | DONALD VON RAESFELD POWER PROJECT | Forced | 147.8 | 15.8 | 132 | 143.5 | 11.5 | 143.5 | 11.5 | Internal | PGAE South | COMBINED CYCLE | NATURAL GAS
DVLCYN_1_UNITS | DEVIL CANYON HYDRO UNITS 1-4 AGGREGATE | Forced | 235 | 0 | 235 | 154.97 | 0 | 154.97 | 0 | Internal | SCE Gen | HYDRO | WATER
EEKTMN_6_SOLAR1 | EE K Solar 1 | Forced | 20 | 0 | 20 | 0 | 0 | 0 | 0 | Internal | PGAE South | PHOTO VOLTAIC | SUN
ELCAJN_6_EB1BT1 | Eastern BESS 1 | Planned | 7.5 | 0 | 7.5 | 7.5 | 0 | 7.5 | 0 | Internal | SDGE Gen | OTHER | LESR
ELCAJN_6_LM6K | El Cajon Energy Center | Forced | 48.1 | 0 | 48.1 | 48.1 | 0 | 48.1 | 0 | Internal | SDGE Gen | COMBUSTION TURBINE | NATURAL GAS
ELDORO_7_UNIT 1 | El Dorado Unit 1 | Forced | 11 | 11 | 0 | 11 | 11 | 11 | 11 | Internal | PGAE North | HYDRO | WATER
ELKCRK_6_STONYG | STONEY GORGE HYDRO AGGREGATE | Forced | 4.9 | 4.9 | 0 | 2 | 2 | 2 | 2 | Internal | PGAE Gen | HYDRO | WATER
ELKHIL_2_PL1X3 | ELK HILLS COMBINED CYCLE (AGGREGATE) | Forced | 551.7 | 46.7 | 505 | 380 | 0 | 380 | 0 | Internal | PGAE Gen | COMBINED CYCLE | NATURAL GAS
ELSEGN_2_UN1011 | El Segundo Energy Center 5/6 | Forced | 263 | 0 | 263 | 263 | 0 | 263 | 0 | Internal | SCE Gen | COMBINED CYCLE | NATURAL GAS
ELSEGN_2_UN2021 | El Segundo Energy Center 7/8 | Forced | 263.68 | 0 | 263.68 | 263.68 | 0 | 263.68 | 0 | Internal | SCE Gen | COMBINED CYCLE | NATURAL GAS
ESCNDO_6_EB1BT1 | Escondido BESS 1 | Planned | 10 | 1.25 | 8.75 | 10 | 1.25 | 10 | 1.25 | Internal | SDGE Gen | OTHER | LESR
ESCNDO_6_PL1X2 | MMC Escondido Aggregate | Forced | 48.71 | 0 | 48.71 | 48.71 | 0 | 48.71 | 0 | Internal | SDGE Gen | COMBUSTION TURBINE | NATURAL GAS
ESQUON_6_LNDFIL | Neal Road Landfill Generating Facility | Forced | 2.1 | 0.9 | 1.2 | 0 | 0 | 0 | 0 | Internal | PGAE Gen | RECIPROCATING ENGINE | BIOGAS
ETIWND_2_FONTNA | FONTANALYTLE CREEK POWERHOUSE P | Planned/Forced | 2.56 | 1.36 | 1.2 | 0.21 | 0 | 0.21 | 0 | Internal | SCE Gen | HYDRO | WATER
ETIWND_2_UNIT1 | ETIWND_2_UNIT1 | Planned | 33.6 | 32.6 | 1 | 10.34 | 9.34 | 10.34 | 9.34 | Internal | SCE Gen | COMBUSTION TURBINE | NATURAL GAS
ETIWND_6_MWDETI | ETIWANDA RECOVERY HYDRO | Forced | 24 | 24 | 0 | 16.7 | 16.7 | 16.7 | 16.7 | Internal | SCE Gen | HYDRO | WATER
FAIRHV_6_UNIT | FAIRHAVEN POWER CO. | Forced | 18.75 | 18.75 | 0 | 12.65 | 12.65 | 12.65 | 12.65 | Internal | PGAE North | STEAM | BIOMASS
FLOWD2_2_FPLWND | DIABLO WINDS | Forced | 18 | 0.58 | 17.42 | 3.78 | 0 | 3.78 | 0 | Internal | PGAE Gen | WIND | WIND
FORBST_7_UNIT 1 | FORBESTOWN HYDRO | Planned | 37.5 | 0 | 37.5 | 37.5 | 0 | 37.5 | 0 | Internal | PGAE North | HYDRO | WATER
FROGTN_1_UTICAM | Murphys Powerhouse | Forced | 3.6 | 1.9 | 1.7 | 2.37 | 0.67 | 2.37 | 0.67 | Internal | PGAE Gen | HYDRO | WATER
GARNET_1_SOLAR2 | Garnet Solar Power Generation Station 1 | Forced | 4 | 0.5 | 3.5 | 1.08 | 0 | 1.08 | 0 | Internal | SCE Gen | PHOTO VOLTAIC | SUN
GARNET_1_UNITS | GARNET GREEN POWER PROJECT AGGREGATE | Forced | 16.5 | 10.5 | 6 | 3.47 | 0 | 3.47 | 0 | Internal | SCE Gen | WIND | WIND
GARNET_1_WINDS | Garnet Winds Aggregation | Forced | 22.5 | 4.5 | 18 | 4.73 | 0 | 4.73 | 0 | Internal | SCE Gen | WIND | WIND
GARNET_2_DIFWD1 | Difwind | Forced | 7.88 | 7.88 | 0 | 1.65 | 1.65 | 1.65 | 1.65 | Internal | SCE Gen | WIND | WIND
GARNET_2_HYDRO | Whitewater Hydro | Forced | 1 | 1 | 0 | 0.76 | 0.76 | 0.76 | 0.76 | Internal | SCE Gen | HYDRO | WATER
GARNET_2_WIND2 | Karen Avenue Wind Farm | Forced | 11.7 | 0 | 11.7 | 2.46 | 0 | 2.46 | 0 | Internal | SCE Gen | WIND | WIND
GARNET_2_WPMWD6 | WINTEC PALM | Forced | 5.93 | 5.93 | 0 | 1.25 | 1.25 | 1.25 | 1.25 | Internal | SCE Gen | WIND | WIND
GATES_2_SOLAR | Gates Solar Station | Forced | 20 | 2 | 18 | 5.4 | 0 | 5.4 | 0 | Internal | PGAE South | PHOTO VOLTAIC | SUN
GATEWY_2_GESBT1 | Gateway Energy Stroage | Forced | 250 | 50 | 200 | 30 | 0 | 30 | 0 | Internal | SDGE Gen | OTHER | LESR
GATWAY_2_PL1X3 | GATEWAY GENERATING STATION | Forced | 585 | 76.77 | 508.23 | 523.12 | 14.89 | 523.12 | 14.89 | Internal | PGAE South | COMBINED CYCLE | NATURAL GAS
GEYS11_7_UNIT11 | GEYSERS UNIT 11 (HEALDSBURG) | Forced | 74.4 | 0.4 | 74 | 68 | 0 | 68 | 0 | Internal | PGAE Gen | STEAM | GEOTHERMAL
GEYS12_7_UNIT12 | GEYSERS UNIT 12 (HEALDSBURG) | Forced | 57 | 16 | 41 | 50 | 9 | 50 | 9 | Internal | PGAE Gen | STEAM | GEOTHERMAL
GEYS13_7_UNIT13 | GEYSERS UNIT 13 (HEALDSBURG) | Forced | 95 | 46 | 49 | 56 | 7 | 56 | 7 | Internal | PGAE Gen | STEAM | GEOTHERMAL
GEYS14_7_UNIT14 | GEYSERS UNIT 14 (HEALDSBURG) | Forced | 70 | 13 | 57 | 50 | 0 | 50 | 0 | Internal | PGAE Gen | STEAM | GEOTHERMAL
GEYS16_7_UNIT16 | GEYSERS UNIT 16 (HEALDSBURG) | Forced | 85 | 42 | 43 | 49 | 6 | 49 | 6 | Internal | PGAE Gen | STEAM | GEOTHERMAL
GEYS17_2_BOTRCK | Bottle Rock Geothermal | Forced | 10.01 | 10.01 | 0 | 8.23 | 8.23 | 8.23 | 8.23 | Internal | PGAE North | STEAM | GEOTHERMAL
GEYS17_7_UNIT17 | GEYSERS UNIT 17 (HEALDSBURG) | Forced | 60 | 0 | 60 | 56 | 0 | 56 | 0 | Internal | PGAE Gen | STEAM | GEOTHERMAL
GEYS18_7_UNIT18 | GEYSERS UNIT 18 (HEALDSBURG) | Forced | 72 | 26 | 46 | 45 | 0 | 45 | 0 | Internal | PGAE Gen | STEAM | GEOTHERMAL
GEYS20_7_UNIT20 | GEYSERS UNIT 20 (HEALDSBURG) | Forced | 62 | 26 | 36 | 40 | 4 | 40 | 4 | Internal | PGAE Gen | STEAM | GEOTHERMAL
GILROY_1_UNIT | GILROY COGEN AGGREGATE | Forced | 120 | 5 | 115 | 105 | 0 | 105 | 0 | Internal | PGAE South | COMBINED CYCLE | NATURAL GAS
GLNARM_7_UNIT 1 | GLEN ARM UNIT 1 | Planned | 22.07 | 0 | 22.07 | 22.07 | 0 | 22.07 | 0 | Internal | SCE Gen | COMBUSTION TURBINE | NATURAL GAS
GLNARM_7_UNIT 2 | GLEN ARM UNIT 2 | Forced | 22.3 | 22.3 | 0 | 22.3 | 22.3 | 22.3 | 22.3 | Internal | SCE Gen | COMBUSTION TURBINE | NATURAL GAS
GLOW_6_SOLAR | Antelope Power Plant | Forced | 20 | 0 | 20 | 0 | 0 | 0 | 0 | Internal | SCE Gen | PHOTO VOLTAIC | SUN
GOLETA_6_EXGEN | EXXON COMPANY USA | Forced | 48.2 | 48.2 | 0 | 0 | 0 | 0 | 0 | Internal | SCE Gen | 0 | OTHER
GRIZLY_1_UNIT 1 | GRIZZLY HYDRO | Planned/Forced | 20 | 20 | 0 | 20 | 20 | 20 | 20 | Internal | PGAE North | HYDRO | WATER
GRNLF2_1_UNIT | GREENLEAF II COGEN | Forced | 49.2 | 2.2 | 47 | 49.2 | 2.2 | 49.2 | 2.2 | Internal | PGAE North | COMBUSTION TURBINE | NATURAL GAS
GRSCRK_6_BGCKWW | BIG CREEK WATER WORKS - CEDAR FLAT | Forced | 5 | 5 | 0 | 0 | 0 | 0 | 0 | Internal | PGAE Gen | HYDRO | WATER
GUERNS_6_HD3BM3 | Hanford Digester Genset 3 | Forced | 1 | 0 | 1 | 0 | 0 | 0 | 0 | Internal | PGAE Gen | RECIPROCATING ENGINE | BIOGAS
GUERNS_6_VH2BM1 | Hanford Digester Genset 2 | Forced | 1 | 0 | 1 | 0 | 0 | 0 | 0 | Internal | PGAE Gen | RECIPROCATING ENGINE | BIOGAS
GWFPWR_1_UNITS | Hanford Peaker Plant | Forced | 98.46 | 8.23 | 90.23 | 90.59 | 0.36 | 90.59 | 0.36 | Internal | PGAE Gen | COMBUSTION TURBINE | NATURAL GAS
GYS5X6_7_UNITS | GEYSERS UNITS 5 & 6 AGGREGATE | Forced | 85 | 1 | 84 | 85 | 1 | 85 | 1 | Internal | PGAE Gen | STEAM | GEOTHERMAL
GYS7X8_7_UNITS | GEYSERS UNITS 7 & 8 AGGREGATE | Forced | 82 | 5 | 77 | 76 | 0 | 76 | 0 | Internal | PGAE Gen | STEAM | GEOTHERMAL
HARBGN_7_UNITS | HARBOR COGEN COMBINED CYCLE | Forced | 109.01 | 29.01 | 80 | 100 | 20 | 100 | 20 | Internal | SCE Gen | COMBINED CYCLE | NATURAL GAS
HATLOS_6_BWDHY1 | Bidwell Ditch | Forced | 2 | 0.5 | 1.5 | 1.34 | 0 | 1.34 | 0 | Internal | PGAE Gen | HYDRO | WATER
HATLOS_6_LSCRK | Lost Creek 1 & 2 Hydro Conversion | Forced | 1.7 | 0.72 | 0.98 | 0.79 | 0 | 0.79 | 0 | Internal | PGAE Gen | HYDRO | WATER
HATRDG_2_WIND | Hatchet Ridge Wind Farm | Forced | 102 | 0 | 102 | 21.42 | 0 | 21.42 | 0 | Internal | PGAE Gen | WIND | WIND
HAYPRS_6_QFUNTS | HAYPRESS HYDRO QF UNITS | Forced | 14.8 | 14.8 | 0 | 0.09 | 0.09 | 0.09 | 0.09 | Internal | PGAE North | HYDRO | WATER
HELMPG_7_UNIT 1 | HELMS PUMP-GEN UNIT 1 | Forced | 407 | 0 | 407 | 407 | 0 | 407 | 0 | Internal | PGAE South | PUMPED STORAGE | WATER
HENRTA_6_UNITA1 | GWF HENRIETTA PEAKER PLANT UNIT 1 | Forced | 49.98 | 5.83 | 44.15 | 44.99 | 0.84 | 44.99 | 0.84 | Internal | PGAE South | COMBUSTION TURBINE | NATURAL GAS
HENRTA_6_UNITA2 | GWF HENRIETTA PEAKER PLANT UNIT 2 | Forced | 49.42 | 4.71 | 44.71 | 44.89 | 0.18 | 44.89 | 0.18 | Internal | PGAE South | COMBUSTION TURBINE | NATURAL GAS
HIDSRT_2_UNITS | HIGH DESERT POWER PROJECT AGGREGATE | Forced | 830 | 82 | 748 | 830 | 82 | 830 | 82 | Internal | SCE Gen | COMBINED CYCLE | NATURAL GAS
HMLTBR_6_UNITS | HAMILTON BRANCH PH (AGGREGATE) | Forced | 4.9 | 4.9 | 0 | 0.77 | 0.77 | 0.77 | 0.77 | Internal | PGAE Gen | HYDRO | WATER
HNTGBH_2_PL1X3 | Huntington Beach Energy | Forced | 673.8 | 4.8 | 669 | 673.8 | 4.8 | 673.8 | 4.8 | Internal | SCE Gen | COMBINED CYCLE | NATURAL GAS
HOOVER_2_VEADYN | HOOVER | Forced | 16 | 3 | 13 | 0 | 0 | 16 | 3 | Dynamic | SCE Gen | HYDRO | WATER
HURON_6_SOLAR | Huron Solar Station | Forced | 20 | 2 | 18 | 5.4 | 0 | 5.4 | 0 | Internal | PGAE South | PHOTO VOLTAIC | SUN
HYTTHM_2_UNITS | HYATT-THERMALITO PUMP-GEN (AGGREGATE) | Planned/Forced | 933.1 | 117.1 | 816 | 757.44 | 0 | 757.44 | 0 | Internal | PGAE Gen | HYDRO | WATER
INLDEM_5_UNIT 1 | Inland Empire Energy Center, Unit 1 | Planned | 376.2 | 376.2 | 0 | 335 | 335 | 335 | 335 | Internal | SCE Gen |  | NATURAL GAS
INSKIP_2_UNIT | INSKIP HYDRO | Forced | 8 | 8 | 0 | 1.38 | 1.38 | 1.38 | 1.38 | Internal | PGAE North | HYDRO | WATER
INTKEP_2_UNITS | CCSF Hetch_Hetchy Hydro Aggregate | Planned/Forced | 405 | 134 | 271 | 307 | 36 | 307 | 36 | Internal | PGAE Gen | HYDRO | WATER
IVANPA_1_UNIT3 | Ivanpah 3 | Forced | 133 | 6 | 127 | 35.91 | 0 | 35.91 | 0 | Internal | SCE Gen | STEAM | SUN
IVSLR2_2_SM2SR1 | Silver Ridge Mount Signal 2 | Forced | 150 | 0 | 150 | 40.5 | 0 | 40.5 | 0 | Internal | SDGE Gen | PHOTO VOLTAIC | SUN
JACMSR_1_JACSR1 | Jacumba Solar Farm | Forced | 20 | 0 | 20 | 5.4 | 0 | 5.4 | 0 | Internal | SDGE Gen | PHOTO VOLTAIC | SUN
JAWBNE_2_NSRWND | North Sky River Wind Project | Forced | 160 | 6.4 | 153.6 | 33.6 | 0 | 33.6 | 0 | Internal | SCE Gen | WIND | WIND
KANSAS_6_SOLAR | RE Kansas South | Forced | 20 | 0 | 20 | 0 | 0 | 0 | 0 | Internal | PGAE South | PHOTO VOLTAIC | SUN
KEKAWK_6_UNIT | STS HYDROPOWER LTD. (KEKAWAKA) | Forced | 5.5 | 5.5 | 0 | 0 | 0 | 0 | 0 | Internal | PGAE Gen | HYDRO | WATER
KERKH1_7_UNIT 1 | KERKHOFF PH 1 UNIT #1 | Forced | 13 | 13 | 0 | 13 | 13 | 13 | 13 | Internal | PGAE North | HYDRO | WATER
KERKH1_7_UNIT 1 | KERKHOFF PH 1 UNIT #1 | Forced | 13 | 13 | 0 | 13 | 13 | 13 | 13 | Internal | PGAE South | HYDRO | WATER
KERKH1_7_UNIT 3 | KERKHOFF PH 1 UNIT #3 | Forced | 12.8 | 12.8 | 0 | 12.8 | 12.8 | 12.8 | 12.8 | Internal | PGAE North | HYDRO | WATER
KERKH1_7_UNIT 3 | KERKHOFF PH 1 UNIT #3 | Forced | 12.8 | 12.8 | 0 | 12.8 | 12.8 | 12.8 | 12.8 | Internal | PGAE South | HYDRO | WATER
KERNFT_1_UNITS | KERN FRONT LIMITED | Forced | 52.4 | 4.8 | 47.6 | 48.6 | 1 | 48.6 | 1 | Internal | PGAE South | COMBUSTION TURBINE | NATURAL GAS
KERRGN_1_UNIT 1 | KERN RIVER HYDRO UNITS 1-4 AGGREGATE | Forced | 25.6 | 0.1 | 25.5 | 23 | 0 | 23 | 0 | Internal | SCE Gen | HYDRO | WATER
KILARC_2_UNIT 1 | KILARC HYDRO | Forced | 1.5 | 1.5 | 0 | 0.98 | 0.98 | 0.98 | 0.98 | Internal | PGAE North | HYDRO | WATER
KNGCTY_6_UNITA1 | King City Energy Center, Unit 1 | Forced | 44.6 | 1.6 | 43 | 44.6 | 1.6 | 44.6 | 1.6 | Internal | PGAE Gen | COMBUSTION TURBINE | NATURAL GAS
KRNCNY_6_UNIT | KERN CANYON | Forced | 11.5 | 11.5 | 0 | 2.59 | 2.59 | 2.59 | 2.59 | Internal | PGAE South | HYDRO | WATER
LACIEN_2_VENICE | MWD Venice Hydroelectric Recovery Plant | Forced | 9.95 | 9.95 | 0 | 3 | 3 | 3 | 3 | Internal | SCE Gen | HYDRO | WATER
LAMONT_1_SOLAR4 | Hayworth Solar Farm | Forced | 26.66 | 11.16 | 15.5 | 21.38 | 5.88 | 21.38 | 5.88 | Internal | PGAE South | PHOTO VOLTAIC | SUN
LAPLMA_2_UNIT 1 | La Paloma Generating Plant Unit #1 | Forced | 267 | 16 | 251 | 259.8 | 8.8 | 259.8 | 8.8 | Internal | PGAE Gen | COMBINED CYCLE | NATURAL GAS
LAPLMA_2_UNIT 2 | La Paloma Generating Plant Unit #2 | Forced | 266 | 8 | 258 | 260.2 | 2.2 | 260.2 | 2.2 | Internal | PGAE Gen | COMBINED CYCLE | NATURAL GAS
LAPLMA_2_UNIT 3 | La Paloma Generating Plant Unit #3 | Forced | 266 | 13 | 253 | 256.15 | 3.15 | 256.15 | 3.15 | Internal | PGAE Gen | COMBINED CYCLE | NATURAL GAS
LAPLMA_2_UNIT 4 | LA PALOMA GENERATING PLANT, UNIT #4 | Forced | 253.29 | 8.29 | 245 | 253.29 | 8.29 | 253.29 | 8.29 | Internal | PGAE Gen | COMBINED CYCLE | NATURAL GAS
LAROA2_2_UNITA1 | LR2 | Forced | 322 | 32 | 290 | 322 | 32 | 322 | 32 | Internal | SDGE Gen | COMBINED CYCLE | NATURAL GAS
LEBECS_2_UNITS | Pastoria Energy Facility | Forced | 799.47 | 30.47 | 769 | 765 | 0 | 765 | 0 | Internal | SCE Gen | COMBINED CYCLE | NATURAL GAS
LECEF_1_UNITS | LOS ESTEROS ENERGY FACILITY AGGREGATE | Forced | 309.84 | 0 | 309.84 | 297.54 | 0 | 297.54 | 0 | Internal | PGAE South | COMBUSTION TURBINE | NATURAL GAS
LIVOAK_1_UNIT 1 | LIVE OAK LIMITED | Forced | 49.7 | 6.7 | 43 | 42.5 | 0 | 42.5 | 0 | Internal | PGAE South | COMBUSTION TURBINE | NATURAL GAS
LMBEPK_2_UNITA3 | Goose Haven Energy Center, Unit #1 | Forced | 47.4 | 0 | 47.4 | 47.4 | 0 | 47.4 | 0 | Internal | PGAE Gen | COMBUSTION TURBINE | NATURAL GAS
LMEC_1_PL1X3 | Los Medanos Energy Center AGGREGATE | Forced | 580 | 23 | 557 | 574.53 | 17.53 | 574.53 | 17.53 | Internal | PGAE Gen | COMBINED CYCLE | NATURAL GAS
LNCSTR_6_CREST | Lanacaster Aggregate Solar Resources | Forced | 5.5 | 0 | 5.5 | 0 | 0 | 0 | 0 | Internal | SCE Gen | PHOTO VOLTAIC | SUN
LNCSTR_6_SOLAR2 | SEPV Sierra NGR | Forced | 2.75 | 1.55 | 1.2 | 0.27 | 0 | 0.27 | 0 | Internal | SCE Gen | OTHER | OTHER
LOCKFD_1_BEARCK | Bear Creek Solar | Forced | 1.5 | 0 | 1.5 | 0.41 | 0 | 0.41 | 0 | Internal | PGAE Gen | PHOTO VOLTAIC | SUN
LOCKFD_1_KSOLAR | Kettleman Solar | Forced | 1 | 0 | 1 | 0.27 | 0 | 0.27 | 0 | Internal | PGAE South | PHOTO VOLTAIC | SUN
LODI25_2_UNIT 1 | LODI GAS TURBINE | Forced | 25 | 4 | 21 | 23.8 | 2.8 | 23.8 | 2.8 | Internal | PGAE Gen | COMBUSTION TURBINE | NATURAL GAS
LODIEC_2_PL1X2 | Lodi Energy Center | Forced | 302.58 | 14.58 | 288 | 302.58 | 14.58 | 302.58 | 14.58 | Internal | PGAE Gen | COMBINED CYCLE | NATURAL GAS
MAGNLA_6_CERRITOS | Magnolia Power Plant Cerritos | Planned | 12 | 2 | 10 | 0 | 0 | 0 | 0 | Internal | SCE Gen | COMBINED CYCLE | NATURAL GAS
MAGNLA_6_COLTON | Magnolia Power Project | Planned | 12 | 2 | 10 | 0 | 0 | 0 | 0 | Internal | SCE Gen | COMBINED CYCLE | NATURAL GAS
MAGNLA_6_PASADENA | Magnolia Power Plant - PASADENA | Forced | 18 | 0 | 18 | 0 | 0 | 0 | 0 | Internal | SCE Gen | COMBINED CYCLE | NATURAL GAS
MALCHQ_7_UNIT 1 | MALACHA HYDRO L.P. | Forced | 32.5 | 0 | 32.5 | 0 | 0 | 0 | 0 | Internal | PGAE Gen | HYDRO | WATER
MALIN_5_GCPDDYN | Grant County Hydro Facilities | Forced | 125 | 0 | 125 | 0 | 0 | 125 | 0 | Dynamic | PGAE Gen | HYDRO | WATER
MARCPW_6_SOLAR1 | Maricopa West Solar PV | Forced | 20 | 2 | 18 | 5.4 | 0 | 5.4 | 0 | Internal | PGAE Gen | PHOTO VOLTAIC | SUN
METEC_2_PL1X3 | Metcalf Energy Center | Forced | 593.16 | 29.16 | 564 | 570 | 6 | 570 | 6 | Internal | PGAE Gen | COMBINED CYCLE | NATURAL GAS
MIDWD_2_WIND2 | Coram Energy | Forced | 3 | 0 | 3 | 0.63 | 0 | 0.63 | 0 | Internal | SCE Gen | WIND | WIND
MIRLOM_2_MLBBTA | Mira Loma BESS A | Planned | 10 | 0 | 10 | 10 | 0 | 10 | 0 | Internal | SCE Gen | OTHER | LESR
MIRLOM_2_MLBBTB | Mira Loma BESS B | Planned | 10 | 0 | 10 | 10 | 0 | 10 | 0 | Internal | SCE Gen | OTHER | LESR
MOJAVW_2_SOLAR | Mojave West | Forced | 20 | 0 | 20 | 5.4 | 0 | 5.4 | 0 | Internal | SCE Gen | PHOTO VOLTAIC | SUN
MONLTH_6_BATTRY | Tehachapi Storage Project | Forced | 7.99 | 3.99 | 4 | 0 | 0 | 0 | 0 | Internal | SCE Gen | OTHER | LESR
MONLTH_6_BOREL | BOREL HYDRO UNITS 1-3 AGGREGATE | Forced | 11 | 11 | 0 | 0 | 0 | 0 | 0 | Internal | SCE Gen | HYDRO | WATER
MOORPK_2_CALABS | Calabasas Gas-to-Energy Facility | Forced | 6.96 | 4.46 | 2.5 | 4.57 | 2.07 | 4.57 | 2.07 | Internal | SCE Gen | COMBUSTION TURBINE | BIOGAS
MRCHNT_2_PL1X3 | Desert Star Energy Center | Forced | 494.58 | 264.58 | 230 | 419.25 | 189.25 | 419.25 | 189.25 | Internal | SDGE Gen | COMBINED CYCLE | NATURAL GAS
MSOLAR_2_SOLAR1 | Mesquite Solar 1 | Forced | 165 | 10.5 | 154.5 | 44.55 | 0 | 44.55 | 0 | Internal | SDGE Gen | PHOTO VOLTAIC | SUN
MTWIND_1_UNIT 1 | Mountain View Power Project I | Planned | 44.4 | 6 | 38.4 | 9.32 | 0 | 9.32 | 0 | Internal | SCE Gen | WIND | WIND
MTWIND_1_UNIT 2 | Mountain View Power Project II | Planned | 22.2 | 3 | 19.2 | 4.66 | 0 | 4.66 | 0 | Internal | SCE Gen | WIND | WIND
NAROW1_2_UNIT | NARROWS PH 1 UNIT | Planned/Forced | 12 | 12 | 0 | 12 | 12 | 12 | 12 | Internal | PGAE North | HYDRO | WATER
NAROW2_2_UNIT | Narrows Powerhouse Unit 2 | Planned | 55 | 30 | 25 | 28.51 | 3.51 | 28.51 | 3.51 | Internal | PGAE North | HYDRO | WATER
NCPA_7_GP2UN3 | NCPA GEO PLANT 2 UNIT 3 | Forced | 42.42 | 42.42 | 0 | 0 | 0 | 0 | 0 | Internal | PGAE Gen | STEAM | GEOTHERMAL
NGILAA_5_SDGDYN | NGILAA_5_SDGDYN | Forced | 57 | 6 | 51 | 0 | 0 | 57 | 6 | Dynamic | APS Gen | COMBINED CYCLE | NATURAL GAS
NGILAA_5_SDGDYN | NGILAA_5_SDGDYN | Forced | 57 | 6 | 51 | 0 | 0 | 57 | 6 | Dynamic | SDGE Gen | COMBINED CYCLE | NATURAL GAS
NWCSTL_7_UNIT 1 | NEWCASTLE HYDRO | Planned | 12 | 12 | 0 | 0.51 | 0.51 | 0.51 | 0.51 | Internal | PGAE Gen | HYDRO | WATER
OAK C_7_UNIT 1 | OAKLAND STATION C GT UNIT 1 | Forced | 55 | 1.5 | 53.5 | 55 | 1.5 | 55 | 1.5 | Internal | PGAE South | COMBUSTION TURBINE | DISTILLATE
OAK C_7_UNIT 3 | OAKLAND STATION C GT UNIT 3 | Forced | 55 | 1 | 54 | 55 | 1 | 55 | 1 | Internal | PGAE South | COMBUSTION TURBINE | DISTILLATE
OASIS_6_CREST | CREST Contracts | Forced | 13.5 | 0 | 13.5 | 0 | 0 | 0 | 0 | Internal | SCE Gen |  | SUN
OASIS_6_SOLAR2 | Oasis Solar | Forced | 20 | 0 | 20 | 5.4 | 0 | 5.4 | 0 | Internal | SCE Gen | PHOTO VOLTAIC | SUN
OILFLD_7_QFUNTS | Nacimiento Hydroelectric Plant | Planned | 3.8 | 1.29 | 2.51 | 1.77 | 0 | 1.77 | 0 | Internal | PGAE South | HYDRO | WATER
OLDRIV_6_CESDBM | Ces Dairy Biogas | Forced | 1 | 0 | 1 | 0.9 | 0 | 0.9 | 0 | Internal | PGAE Gen | RECIPROCATING ENGINE | BIOGAS
OLDRIV_6_LKVBM1 | Lakeview Dairy Biogas | Forced | 1 | 0 | 1 | 0.91 | 0 | 0.91 | 0 | Internal | PGAE Gen | RECIPROCATING ENGINE | BIOGAS
OLINDA_2_COYCRK | MWD Coyote Creek Hydroelectric Recovery | Forced | 3.13 | 3.13 | 0 | 3.13 | 3.13 | 3.13 | 3.13 | Internal | SCE Gen | HYDRO | WATER
OLINDA_2_LNDFL2 | Brea Power II | Forced | 28.1 | 5.1 | 23 | 23.17 | 0.17 | 23.17 | 0.17 | Internal | SCE Gen | COMBINED CYCLE | BIOGAS
OMAR_2_UNIT 1 | KERN RIVER COGENERATION CO. UNIT 1 | Forced | 78 | 4.8 | 73.2 | 70.3 | 0 | 70.3 | 0 | Internal | SCE Gen | COMBUSTION TURBINE | NATURAL GAS
OMAR_2_UNIT 3 | KERN RIVER COGENERATION CO. UNIT 3 | Forced | 81.41 | 8.01 | 73.4 | 74.03 | 0.63 | 74.03 | 0.63 | Internal | SCE Gen | COMBUSTION TURBINE | NATURAL GAS
OTMESA_2_PL1X3 | OTAY MESA ENERGY CENTER | Forced | 603.68 | 42.68 | 561 | 603.6 | 42.6 | 603.6 | 42.6 | Internal | SDGE Gen | COMBINED CYCLE | NATURAL GAS
OXMTN_6_LNDFIL | Ox Mountain Landfill Generating Plant | Forced | 10.62 | 0 | 10.62 | 10.29 | 0 | 10.29 | 0 | Internal | PGAE South | RECIPROCATING ENGINE | BIOGAS
PACLUM_6_UNIT | Humboldt Redwood | Forced | 28.8 | 6.8 | 22 | 15.13 | 0 | 15.13 | 0 | Internal | PGAE North | STEAM | BIOMASS
PADUA_2_ONTARO | ONTARIO/SIERRA HYDRO PSP | Planned | 1.92 | 0.42 | 1.5 | 0.35 | 0 | 0.35 | 0 | Internal | SCE Gen | HYDRO | WATER
PADUA_6_MWDSDM | San Dimas Hydroelectric Recovery Plant | Forced | 9.9 | 9.9 | 0 | 2.6 | 2.6 | 2.6 | 2.6 | Internal | SCE Gen | HYDRO | WATER
PALALT_7_COBUG | Cooperatively Owned Back Up Generator | Forced | 4.5 | 3.29 | 1.21 | 4.5 | 3.29 | 4.5 | 3.29 | Internal | PGAE Gen | COMBUSTION TURBINE | NATURAL GAS
PANSEA_1_PANARO | Mesa Wind Project | Planned/Forced | 30 | 30 | 0 | 6.3 | 6.3 | 6.3 | 6.3 | Internal | SCE Gen | WIND | WIND
PARDEB_6_UNITS | Pardee Power House | Forced | 30 | 30 | 0 | 14 | 14 | 14 | 14 | Internal | PGAE Gen | HYDRO | WATER
PINFLT_7_UNITS | PINE FLAT HYDRO AGGREGATE | Planned | 198.51 | 163.51 | 35 | 97.88 | 62.88 | 97.88 | 62.88 | Internal | PGAE Gen | HYDRO | WATER
PIOPIC_2_CTG1 | Pio Pico Unit 1 | Forced | 111.3 | 8.66 | 102.64 | 111.3 | 8.66 | 111.3 | 8.66 | Internal | SDGE Gen | COMBUSTION TURBINE | NATURAL GAS
PIOPIC_2_CTG2 | Pio Pico Unit 2 | Forced | 112.7 | 7.52 | 105.18 | 112.7 | 7.52 | 112.7 | 7.52 | Internal | SDGE Gen | COMBUSTION TURBINE | NATURAL GAS
PIOPIC_2_CTG3 | Pio Pico Unit 3 | Forced | 112 | 8.18 | 103.82 | 112 | 8.18 | 112 | 8.18 | Internal | SDGE Gen | COMBUSTION TURBINE | NATURAL GAS
PIT4_7_PL1X2 | PIT PH 4 UNITS 1 & 2 AGGREGATE | Planned | 95 | 0 | 95 | 95 | 0 | 95 | 0 | Internal | PGAE North | HYDRO | WATER
PIT6_7_UNIT 1 | PIT PH 6 UNIT 1 | Planned | 39 | 39 | 0 | 39 | 39 | 39 | 39 | Internal | PGAE North | HYDRO | WATER
PIT6_7_UNIT 2 | PIT PH 6 UNIT 2 | Planned | 40 | 40 | 0 | 40 | 40 | 40 | 40 | Internal | PGAE North | HYDRO | WATER
PIT7_7_UNIT 1 | PIT PH 7 UNIT 1 | Planned | 55.7 | 0 | 55.7 | 55.7 | 0 | 55.7 | 0 | Internal | PGAE North | HYDRO | WATER
PIT7_7_UNIT 2 | PIT PH 7 UNIT 2 | Planned/Forced | 54.6 | 54.6 | 0 | 54.6 | 54.6 | 54.6 | 54.6 | Internal | PGAE North | HYDRO | WATER
PNCHEG_2_PL1X4 | PANOCHE ENERGY CENTER (Aggregated) | Forced | 401 | 0 | 401 | 395.6 | 0 | 395.6 | 0 | Internal | PGAE Gen | COMBUSTION TURBINE | NATURAL GAS
PNCHPP_1_PL1X2 | Midway Peaking Aggregate | Forced | 119.91 | 0 | 119.91 | 108.35 | 0 | 108.35 | 0 | Internal | PGAE Gen | COMBUSTION TURBINE | NATURAL GAS
PNOCHE_1_PL1X2 | Panoche Peaker | Forced | 49.97 | 4.97 | 45 | 49.97 | 4.97 | 49.97 | 4.97 | Internal | PGAE South | COMBUSTION TURBINE | NATURAL GAS
POTTER_6_UNITS | Potter Valley | Forced | 10.1 | 4.8 | 5.3 | 2.52 | 0 | 2.52 | 0 | Internal | PGAE North | HYDRO | WATER
PRCTVY_1_MIGBT1 | Miguel BESS | Forced | 2 | 0 | 2 | 0 | 0 | 0 | 0 | Internal | SDGE Gen | OTHER | LESR
PVERDE_5_SCEDYN | PVERDE_5_SCEDYN | Forced | 635 | 5 | 630 | 0 | 0 | 635 | 5 | Dynamic | SCE Gen | 0 | URANIUM
PWEST_1_UNIT | PACIFIC WEST 1 WIND GENERATION | Forced | 2.1 | 2.1 | 0 | 0.44 | 0.44 | 0.44 | 0.44 | Internal | SCE Gen | WIND | WIND
RAMON_2_SCEDYN | RAMON_2_SCEDYN | Forced | 106.18 | 42.18 | 64 | 0 | 0 | 106.18 | 42.18 | Dynamic | SCE Gen | OTHER | GEOTHERMAL
RDWAY_1_CREST | CREST Contracts | Forced | 6.5 | 0 | 6.5 | 0 | 0 | 0 | 0 | Internal | SCE Gen | 0 | SUN
RECTOR_2_CREST | Rector Aggregate Solar Resources | Forced | 14 | 0 | 14 | 0 | 0 | 0 | 0 | Internal | SCE Gen | 0 | SUN
RECTOR_2_KAWEAH | KAWEAH PH 2 & 3 PSP AGGREGATE | Forced | 6.55 | 4.55 | 2 | 1.74 | 0 | 1.74 | 0 | Internal | SCE Gen | HYDRO | WATER
RECTOR_2_KAWH 1 | KAWEAH PH 1 UNIT 1 | Forced | 2.25 | 2.25 | 0 | 0.52 | 0.52 | 0.52 | 0.52 | Internal | SCE Gen | HYDRO | WATER
RECTOR_2_QF | Kaweah Unit 1 | Planned | 17 | 17 | 0 | 3.94 | 3.94 | 3.94 | 3.94 | Internal | SCE Gen | HYDRO | WATER
REDBLF_6_UNIT | RED BLUFF PEAKER PLANT | Forced | 44 | 11 | 33 | 44 | 11 | 44 | 11 | Internal | PGAE Gen | RECIPROCATING ENGINE | NATURAL GAS
REDMAN_6_AVSSR1 | Antelope Valley Solar | Forced | 3 | 0 | 3 | 0.81 | 0 | 0.81 | 0 | Internal | SCE Gen | PHOTO VOLTAIC | SUN
REDOND_7_UNIT 5 | REDONDO GEN STA. UNIT 5 | Forced | 178.87 | 178.87 | 0 | 178.87 | 178.87 | 178.87 | 178.87 | Internal | SCE Gen | STEAM | NATURAL GAS
REDOND_7_UNIT 8 | REDONDO GEN STA. UNIT 8 | Forced | 480 | 20 | 460 | 495.9 | 35.9 | 495.9 | 35.9 | Internal | SCE Gen | STEAM | NATURAL GAS
RENWD_1_QF | Renwind re-powering project | Forced | 10 | 1 | 9 | 2.1 | 0 | 2.1 | 0 | Internal | SCE Gen | WIND | WIND
RIOBRV_6_UNIT 1 | RIO BRAVO HYDRO | Forced | 14 | 0 | 14 | 7 | 0 | 7 | 0 | Internal | PGAE Gen | HYDRO | WATER
RNDSBG_1_HZASR1 | Hazel A | Forced | 2.99 | 0 | 2.99 | 0.81 | 0 | 0.81 | 0 | Internal | SCE Gen | PHOTO VOLTAIC | SUN
ROSMDW_2_WIND1 | Pacific Wind - Phase 1 | Planned | 140 | 0 | 140 | 29.4 | 0 | 29.4 | 0 | Internal | SCE Gen | WIND | WIND
RTEDDY_2_SOLAR1 | Rosamond West Solar 1 | Forced | 54 | 16 | 38 | 14.58 | 0 | 14.58 | 0 | Internal | SCE Gen | PHOTO VOLTAIC | SUN
RTEDDY_2_SOLAR2 | Rosamond West Solar 2 | Forced | 54 | 12 | 42 | 14.58 | 0 | 14.58 | 0 | Internal | SCE Gen | PHOTO VOLTAIC | SUN
RTREE_2_WIND1 | Rising Tree 1 | Forced | 79.2 | 0 | 79.2 | 16.63 | 0 | 16.63 | 0 | Internal | SCE Gen | WIND | WIND
RTREE_2_WIND2 | Rising Tree 2 | Forced | 19.8 | 3.3 | 16.5 | 4.16 | 0 | 4.16 | 0 | Internal | SCE Gen | WIND | WIND
RTREE_2_WIND3 | Rising Tree 3 | Forced | 99 | 0 | 99 | 20.79 | 0 | 20.79 | 0 | Internal | SCE Gen | WIND | WIND
RVSIDE_2_RERCU3 | Riverside Energy Res. Ctr Unit 3 | Forced | 49 | 0 | 49 | 49 | 0 | 49 | 0 | Internal | SCE Gen | COMBUSTION TURBINE | NATURAL GAS
RVSIDE_2_RERCU4 | Riverside Energy Res. Ctr Unit 4 | Forced | 49 | 0 | 49 | 49 | 0 | 49 | 0 | Internal | SCE Gen | COMBUSTION TURBINE | NATURAL GAS
RVSIDE_6_RERCU1 | Riverside Energy Res. Ctr Unit 1 | Forced | 48.35 | 0 | 48.35 | 48.35 | 0 | 48.35 | 0 | Internal | SCE Gen | COMBUSTION TURBINE | NATURAL GAS
RVSIDE_6_RERCU2 | Riverside Energy Res. Ctr Unit 2 | Forced | 48.5 | 0 | 48.5 | 48.5 | 0 | 48.5 | 0 | Internal | SCE Gen | COMBUSTION TURBINE | NATURAL GAS
RVSIDE_6_SPRING | SPRINGS GENERATION PROJECT AGGREGATE | Forced | 36 | 0 | 36 | 36 | 0 | 36 | 0 | Internal | SCE Gen | COMBUSTION TURBINE | NATURAL GAS
SANTFG_7_UNITS | GEYSERS CALISTOGA AGGREGATE | Forced | 92.1 | 35.1 | 57 | 63 | 6 | 63 | 6 | Internal | PGAE Gen | STEAM | GEOTHERMAL
SANWD_1_QF | San Gorgonio Farms Wind Farm | Planned | 31 | 0 | 31 | 6.51 | 0 | 6.51 | 0 | Internal | SCE Gen | WIND | WIND
SBERDO_2_PSP3 | Mountainview Gen Sta. Unit 3 | Forced | 555 | 13 | 542 | 555 | 13 | 555 | 13 | Internal | SCE Gen | COMBINED CYCLE | NATURAL GAS
SBERDO_2_PSP4 | Mountainview Gen Sta. Unit 4 | Forced | 555 | 13 | 542 | 555 | 13 | 555 | 13 | Internal | SCE Gen | COMBINED CYCLE | NATURAL GAS
SBERDO_2_SNTANA | SANTA ANA PSP | Planned | 6.95 | 6.95 | 0 | 0.3 | 0.3 | 0.3 | 0.3 | Internal | SCE Gen | HYDRO | WATER
SBERDO_6_MILLCK | MILL CREEK PSP | Planned/Forced | 3.93 | 3.13 | 0.8 | 1.09 | 0.29 | 1.09 | 0.29 | Internal | SCE Gen | HYDRO | WATER
SCEHOV_2_HOOVER | SCEHOV_2_HOOVER | Forced | 287.01 | 81.01 | 206 | 0 | 0 | 0 | 0 | Internal | SCE Gen | 0 | WATER
SCHNDR_1_WSTSDE | Westside Solar Station | Forced | 15 | 2 | 13 | 4.05 | 0 | 4.05 | 0 | Internal | PGAE Gen | PHOTO VOLTAIC | SUN
SENTNL_2_CTG2 | Sentinel Unit 2 | Forced | 95.34 | 3.34 | 92 | 95.34 | 3.34 | 95.34 | 3.34 | Internal | SCE Gen | COMBUSTION TURBINE | NATURAL GAS
SENTNL_2_CTG4 | Sentinel Unit 4 | Forced | 102.47 | 10.47 | 92 | 102.47 | 10.47 | 102.47 | 10.47 | Internal | SCE Gen | COMBUSTION TURBINE | NATURAL GAS
SENTNL_2_CTG5 | Sentinel Unit 5 | Forced | 103.81 | 11.81 | 92 | 103.81 | 11.81 | 103.81 | 11.81 | Internal | SCE Gen | COMBUSTION TURBINE | NATURAL GAS
SENTNL_2_CTG6 | Sentinel Unit 6 | Forced | 100.99 | 6.99 | 94 | 100.99 | 6.99 | 100.99 | 6.99 | Internal | SCE Gen | COMBUSTION TURBINE | NATURAL GAS
SENTNL_2_CTG7 | Sentinel Unit 7 | Forced | 97.06 | 5.06 | 92 | 97.06 | 5.06 | 97.06 | 5.06 | Internal | SCE Gen | COMBUSTION TURBINE | NATURAL GAS
SENTNL_2_CTG8 | Sentinel Unit 8 | Forced | 101.8 | 7.8 | 94 | 101.8 | 7.8 | 101.8 | 7.8 | Internal | SCE Gen | COMBUSTION TURBINE | NATURAL GAS
SHUTLE_6_CREST | CREST Contracts | Forced | 4 | 0 | 4 | 0 | 0 | 0 | 0 | Internal | SCE Gen | 0 | SUN
SLSTR1_2_SOLAR1 | Solar Star 1 | Forced | 310 | 0 | 310 | 83.7 | 0 | 83.7 | 0 | Internal | SCE Gen | PHOTO VOLTAIC | SUN
SLSTR2_2_SOLAR2 | Solar Star 2 | Forced | 276 | 0 | 276 | 74.52 | 0 | 74.52 | 0 | Internal | SCE Gen | PHOTO VOLTAIC | SUN
SLUISP_2_UNITS | SAN LUIS (GIANELLI) PUMP-GEN (AGGREGATE) | Planned | 374.43 | 0 | 374.43 | 0 | 0 | 0 | 0 | Internal | PGAE Gen | PUMPED STORAGE | WATER
SLYCRK_1_UNIT 1 | SLY CREEK HYDRO | Planned | 13 | 0 | 13 | 13 | 0 | 13 | 0 | Internal | PGAE North | HYDRO | WATER
SMUDGO_7_UNIT 1 | SONOMA POWER PLANT | Forced | 53 | 1 | 52 | 47 | 0 | 47 | 0 | Internal | PGAE Gen | STEAM | GEOTHERMAL
SNCLRA_2_UNIT1 | New Indy Oxnard | Planned/Forced | 27.8 | 16.8 | 11 | 15.63 | 4.63 | 15.63 | 4.63 | Internal | SCE Gen | COMBUSTION TURBINE | NATURAL GAS
SNDBAR_7_UNIT 1 | SANDBAR | Forced | 16.2 | 0 | 16.2 | 12.88 | 0 | 12.88 | 0 | Internal | PGAE North | HYDRO | WATER
SOUTH_2_UNIT | SOUTH HYDRO | Planned | 7.1 | 7.1 | 0 | 0.98 | 0.98 | 0.98 | 0.98 | Internal | PGAE Gen | HYDRO | WATER
SPOINT_2_PARKERDYN | Southpoint Energy Center | Forced | 200 | 200 | 0 | 0 | 0 | 200 | 200 | Dynamic | SCE Gen | COMBINED CYCLE | NATURAL GAS
SPRGAP_1_UNIT 1 | SPRING GAP HYDRO | Planned/Forced | 7 | 7 | 0 | 0.01 | 0.01 | 0.01 | 0.01 | Internal | PGAE North | HYDRO | WATER
SPRGVL_2_TULE | TULE RIVER HYDRO PLANT (PG&E) | Forced | 6.4 | 6.4 | 0 | 0 | 0 | 0 | 0 | Internal | SCE Gen | HYDRO | WATER
SPRGVL_2_TULESC | TULE RIVER HYDRO PLANT (SCE) | Forced | 2.5 | 2.5 | 0 | 0 | 0 | 0 | 0 | Internal | SCE Gen | HYDRO | WATER
STROUD_6_SOLAR | Stroud Solar Station | Forced | 20 | 2 | 18 | 5.4 | 0 | 5.4 | 0 | Internal | PGAE South | PHOTO VOLTAIC | SUN
STROUD_6_WWHSR1 | Winter Wheat Solar Farm | Forced | 1.5 | 0.3 | 1.2 | 0 | 0 | 0 | 0 | Internal | PG&E South | PHOTO VOLTAIC | SUN
SUMWHT_6_SWSSR1 | Summer Wheat Solar Farm | Forced | 18.5 | 1.9 | 16.6 | 5 | 0 | 5 | 0 | Internal | PGAE Gen | PHOTO VOLTAIC | SUN
SUNRIS_2_PL1X3 | Sunrise Power Project AGGREGATE II | Forced | 586.02 | 35.02 | 551 | 586.02 | 35.02 | 586.02 | 35.02 | Internal | PGAE Gen | COMBINED CYCLE | NATURAL GAS
SUNSET_2_UNITS | MIDWAY SUNSET COGENERATION PLANT | Forced | 248 | 31 | 217 | 229.5 | 12.5 | 229.5 | 12.5 | Internal | PGAE South | COMBUSTION TURBINE | NATURAL GAS
SWIFT_1_NAS | YERBA BUENA BATTERY | Forced | 4.8 | 2.8 | 2 | 3 | 1 | 3 | 1 | Internal | PGAE South | OTHER | LESR
SYCAMR_2_UNIT 1 | Sycamore Cogeneration Unit 1 | Forced | 86 | 9.08 | 76.92 | 77.41 | 0.49 | 77.41 | 0.49 | Internal | SCE Gen | COMBUSTION TURBINE | NATURAL GAS
SYCAMR_2_UNIT 2 | Sycamore Cogeneration Unit 2 | Forced | 78 | 6 | 72 | 80 | 8 | 80 | 8 | Internal | SCE Gen | COMBUSTION TURBINE | NATURAL GAS
SYCAMR_2_UNIT 3 | Sycamore Cogeneration Unit 3 | Forced | 78 | 6 | 72 | 80 | 8 | 80 | 8 | Internal | SCE Gen | COMBUSTION TURBINE | NATURAL GAS
SYCAMR_2_UNIT 4 | Sycamore Cogeneration Unit 4 | Forced | 78 | 7 | 71 | 80 | 9 | 80 | 9 | Internal | SCE Gen | COMBUSTION TURBINE | NATURAL GAS
TERMEX_2_PL1X3 | TDM | Forced | 625 | 24 | 601 | 593 | 0 | 593 | 0 | Internal | SDGE Gen | COMBINED CYCLE | NATURAL GAS
TKOPWR_6_HYDRO | Bear Creek Hydroelectric Project | Planned/Forced | 2.83 | 2.83 | 0 | 0 | 0 | 0 | 0 | Internal | PGAE Gen | HYDRO | WATER
UKIAH_7_LAKEMN | UKIAH LAKE MENDOCINO HYDRO | Forced | 3.5 | 1 | 2.5 | 1.7 | 0 | 1.7 | 0 | Internal | PGAE Gen | HYDRO | WATER
ULTRCK_2_UNIT | Rio Bravo Rocklin | Forced | 24.4 | 8.39 | 16.01 | 22.83 | 6.82 | 22.83 | 6.82 | Internal | PGAE North | STEAM | BIOMASS
UNOCAL_1_UNITS | TOSCO (RODEO PLANT) | Forced | 49.85 | 0 | 49.85 | 0.07 | 0 | 0.07 | 0 | Internal | PGAE South | COMBUSTION TURBINE | NATURAL GAS
USWND2_1_WIND1 | Golden Hills A | Forced | 42.96 | 0 | 42.96 | 9.02 | 0 | 9.02 | 0 | Internal | PGAE Gen | WIND | WIND
USWND2_1_WIND2 | Golden Hills B | Forced | 42.96 | 0 | 42.96 | 9.02 | 0 | 9.02 | 0 | Internal | PGAE Gen | WIND | WIND
USWND2_1_WIND3 | Golden Hills C | Forced | 46 | 0 | 46 | 9.66 | 0 | 9.66 | 0 | Internal | PGAE Gen | WIND | WIND
USWNDR_2_LABWD1 | LaBrisa Wind Project | Forced | 9 | 0 | 9 | 1.89 | 0 | 1.89 | 0 | Internal | PGAE Gen | WIND | WIND
USWNDR_2_SMUD | SOLANO WIND FARM | Forced | 102.18 | 0.66 | 101.52 | 21.46 | 0 | 21.46 | 0 | Internal | PGAE Gen | WIND | WIND
USWNDR_2_SMUD2 | Solano Wind Project Phase 3 | Forced | 127.8 | 0 | 127.8 | 26.84 | 0 | 26.84 | 0 | Internal | PGAE Gen | WIND | WIND
USWPJR_2_UNITS | Vasco Wind | Forced | 78.2 | 3.2 | 75 | 16.42 | 0 | 16.42 | 0 | Internal | PGAE Gen | WIND | WIND
VACADX_1_NAS | VACA-DIXON BATTERY | Forced | 1.85 | 1.15 | 0.7 | 1 | 0.3 | 1 | 0.3 | Internal | PGAE North | OTHER | LESR
VALLEY_5_PERRIS | MWD Perris Hydroelectric Recovery Plant | Forced | 7.94 | 7.94 | 0 | 7.94 | 7.94 | 7.94 | 7.94 | Internal | SCE Gen | HYDRO | WATER
VALLEY_5_REDMTN | MWD Red Mountain Hydroelectric Recovery | Forced | 5.9 | 5.9 | 0 | 3.8 | 3.8 | 3.8 | 3.8 | Internal | SCE Gen | HYDRO | WATER
VERNON_6_GONZL1 | H. Gonzales Unit #1 | Forced | 5.75 | 5.75 | 0 | 5.75 | 5.75 | 5.75 | 5.75 | Internal | SCE Gen | COMBUSTION TURBINE | NATURAL GAS
VERNON_6_MALBRG | Malburg Generating Station | Forced | 134 | 0 | 134 | 134 | 0 | 134 | 0 | Internal | SCE Gen | COMBINED CYCLE | NATURAL GAS
VESTAL_2_KERN | KERN RIVER PH 3 UNITS 1 & 2 AGGREGATE | Forced | 36.8 | 36.3 | 0.5 | 12.63 | 12.13 | 12.63 | 12.13 | Internal | SCE Gen | HYDRO | WATER
VICTOR_1_CREST | Victor Aggregate Solar Resources | Forced | 24.5 | 0 | 24.5 | 0 | 0 | 0 | 0 | Internal | SCE Gen | 0 | SUN
VICTOR_1_LVSLR1 | Lone Valley Solar Park 1 | Forced | 10 | 0 | 10 | 0 | 0 | 0 | 0 | Internal | SCE Gen | PHOTO VOLTAIC | SUN
VICTOR_1_SOLAR2 | Alamo Solar | Forced | 20 | 0 | 20 | 0 | 0 | 0 | 0 | Internal | SCE Gen | PHOTO VOLTAIC | SUN
VILLPK_2_VALLYV | MWD Valley View Hydroelectric Recovery P | Forced | 4.1 | 4.1 | 0 | 4.1 | 4.1 | 4.1 | 4.1 | Internal | SCE Gen | HYDRO | WATER
VOLTA_2_UNIT 1 | VOLTA HYDRO UNIT 1 | Planned | 9.1 | 9.1 | 0 | 4.07 | 4.07 | 4.07 | 4.07 | Internal | PGAE North | HYDRO | WATER
VOLTA_2_UNIT 2 | Volta Hydro Unit 2 | Planned | 1 | 1 | 0 | 0.47 | 0.47 | 0.47 | 0.47 | Internal | PGAE North | HYDRO | WATER
VOLTA_6_DIGHYD | Digger Creek Ranch Hydro | Forced | 0.6 | 0.6 | 0 | 0.34 | 0.34 | 0.34 | 0.34 | Internal | PGAE Gen | HYDRO | WATER
WALCRK_2_CTG1 | Walnut Creek Energy Park Unit 1 | Forced | 96.43 | 0 | 96.43 | 96.43 | 0 | 96.43 | 0 | Internal | SCE Gen | COMBUSTION TURBINE | NATURAL GAS
WALCRK_2_CTG2 | Walnut Creek Energy Park Unit 2 | Forced | 96.91 | 0 | 96.91 | 96.91 | 0 | 96.91 | 0 | Internal | SCE Gen | COMBUSTION TURBINE | NATURAL GAS
WALCRK_2_CTG3 | Walnut Creek Energy Park Unit 3 | Forced | 96.65 | 0 | 96.65 | 96.65 | 0 | 96.65 | 0 | Internal | SCE Gen | COMBUSTION TURBINE | NATURAL GAS
WALCRK_2_CTG4 | Walnut Creek Energy Park Unit 4 | Forced | 96.49 | 0 | 96.49 | 96.49 | 0 | 96.49 | 0 | Internal | SCE Gen | COMBUSTION TURBINE | NATURAL GAS
WALCRK_2_CTG5 | Walnut Creek Energy Park Unit 5 | Forced | 96.65 | 0 | 96.65 | 96.65 | 0 | 96.65 | 0 | Internal | SCE Gen | COMBUSTION TURBINE | NATURAL GAS
WDLEAF_7_UNIT 1 | WOODLEAF HYDRO | Planned | 60 | 0 | 60 | 60 | 0 | 60 | 0 | Internal | PGAE North | HYDRO | WATER
WHEATL_6_LNDFIL | G2 ENERGY, OSTROM ROAD LLC | Forced | 3.55 | 0.45 | 3.1 | 3.55 | 0.45 | 3.55 | 0.45 | Internal | PGAE Gen | RECIPROCATING ENGINE | BIOGAS
WHTWTR_1_WINDA1 | Whitewater Hill Wind Project | Forced | 61.5 | 26.5 | 35 | 12.92 | 0 | 12.92 | 0 | Internal | SCE Gen | WIND | WIND
WISE_1_UNIT 2 | WISE HYDRO UNIT 2 | Forced | 3.2 | 3.2 | 0 | 3.2 | 3.2 | 3.2 | 3.2 | Internal | PGAE North | HYDRO | WATER
WISHON_6_UNITS | Wishon/San Joaquin #1-A AGGREGATE | Planned | 18.4 | 18.4 | 0 | 18.4 | 18.4 | 18.4 | 18.4 | Internal | PGAE Gen | HYDRO | WATER
WLDWD_1_SOLAR1 | Wildwood Solar I | Forced | 20 | 0 | 20 | 5.4 | 0 | 5.4 | 0 | Internal | PGAE Gen | PHOTO VOLTAIC | SUN
WLDWD_1_SOLAR2 | Wildwood Solar 2 | Forced | 15 | 0 | 15 | 4.05 | 0 | 4.05 | 0 | Internal | PGAE Gen | PHOTO VOLTAIC | SUN
WNDMAS_2_UNIT 1 | BUENA VISTA ENERGY, LLC | Forced | 38 | 0 | 38 | 7.98 | 0 | 7.98 | 0 | Internal | PGAE Gen | WIND | WIND
WOLFSK_1_UNITA1 | Wolfskill Energy Center | Forced | 46.9 | 0.9 | 46 | 46.9 | 0.9 | 46.9 | 0.9 | Internal | PGAE Gen | COMBUSTION TURBINE | NATURAL GAS
WRGHTP_7_AMENGY | SMALL QF AGGREGATION - LOS BANOS | Forced | 2.5 | 1.5 | 1 | 0.53 | 0 | 0.53 | 0 | Internal | PGAE Gen | HYDRO | WATER
YUBACT_6_UNITA1 | Yuba City Energy Center (Calpine) | Forced | 47.6 | 3.6 | 44 | 47.6 | 3.6 | 47.6 | 3.6 | Internal | PGAE North | COMBUSTION TURBINE | NATURAL GAS
ZOND_6_UNIT | ZOND WINDSYSTEMS INC. | Forced | 17.1 | 17.1 | 0 | 3.59 | 3.59 | 3.59 | 3.59 | Internal | PGAE Gen | WIND | WIND
HARDWK_6_STWBM1 | Still Water Ranch Dairy | Forced | 1 | 0.2 | 0.8 | 0 | 0 | 0 | 0 | Internal |  | RECIPROCATING ENGINE | BIOGAS
MALIN_5_HERMDYN | MALIN_5_HERMDYN | Forced | 308 | 308 | 0 | 0 | 0 | 308 | 308 | Dynamic |  | COMBINED CYCLE | NATURAL GAS
VOLTA_7_PONHY1 | VOLTA_7_PONHY1 | Forced | 1.25 | 1.25 | 0 | 0.9 | 0.9 | 0.9 | 0.9 | Internal |  | HYDRO | WATER

## Pivot Table Summary Data
Sum of Max RA Curtailed | Column Labels
Row Labels | Forced | Planned | Planned/Forced | Grand Total
SUN | 5.88 | 0 | 0 | 5.88
BIOGAS | 2.69 | 1.19 |  | 3.88
BIOMASS | 19.47 |  |  | 19.47
DISTILLATE | 2.5 |  |  | 2.5
GEOTHERMAL | 87.41 |  |  | 87.41
LESR | 1.3 | 1.25 |  | 2.55
NATURAL GAS | 1489.38 | 680.01 | 30.88 | 2200.27
OTHER | 0 |  |  | 0
URANIUM | 5 |  |  | 5
WATER | 684.45 | 244.98 | 122.91 | 1052.34
WIND | 6.93 | 0 | 6.3 | 13.23
Grand Total | 2305.01 | 927.43 | 160.09 | 3392.53
All Curtailed Capacity
| Forced | Planned | Planned/Forced
SUN | 168.66 | 4.19 | 0
BIOGAS | 11.11 | 1.9
BIOMASS | 33.94
DISTILLATE | 2.5
GEOTHERMAL | 319.61
LESR | 57.94 | 1.25
NATURAL GAS | 1935.38 | 748.47 | 43.05
OTHER | 49.88
URANIUM | 5
WATER | 994.93 | 457.31 | 359.42
WIND | 191.25 | 9 | 30
Grand Total | 3770.2 | 1222.12 | 432.47
Maximum internal RA on outage
| Forced | Planned | Planned/Forced | Grand Total
SUN | 5.88 | 0 | 0 | 5.88
BIOGAS | 2.69 | 1.19 |  | 3.88
BIOMASS | 19.47 |  |  | 19.47
DISTILLATE | 2.5 |  |  | 2.5
GEOTHERMAL | 45.23 |  |  | 45.23
LESR | 1.3 | 1.25 |  | 2.55
NATURAL GAS | 969.38 | 680.01 | 30.88 | 1680.27
OTHER | 0 |  |  | 0
URANIUM | 0 |  |  | 0
WATER | 253.45 | 244.98 | 122.91 | 621.34
WIND | 6.93 | 0 | 6.3 | 13.23
Grand Total | 1306.83 | 927.43 | 160.09 | 2394.35
Maximum internal and dynamic RA on outage
| Forced | Planned | Planned/Forced | Grand Total
SUN | 5.88 | 0 | 0 | 5.88
BIOGAS | 2.69 | 1.19 |  | 3.88
BIOMASS | 19.47 |  |  | 19.47
DISTILLATE | 2.5 |  |  | 2.5
GEOTHERMAL | 87.41 |  |  | 87.41
LESR | 1.3 | 1.25 |  | 2.55
NATURAL GAS | 1489.38 | 680.01 | 30.88 | 2200.27
OTHER | 0 |  |  | 0
URANIUM | 5 |  |  | 5
WATER | 684.45 | 244.98 | 122.91 | 1052.34
WIND | 6.93 | 0 | 6.3 | 13.23
Grand Total | 2305.01 | 927.43 | 160.09 | 3392.53

## Charts
All Curtailed Capacity
| Forced | Planned | Planned/Forced |  |  | Forced | Planned | Planned/Forced
SUN | 168.66 | 4.19 | 0 |  | Sun | 168.66 | 4.19 | 0
BIOGAS | 11.11 | 1.9 |  |  | Biomass/Biogas | 45.05 | 1.9 | 0
BIOMASS | 33.94 |  |  |  | Geothermal | 319.61 | 0 | 0
DISTILLATE | 2.5 |  |  |  | LESR | 57.94 | 0 | 0
GEOTHERMAL | 319.61 |  |  |  | Natural Gas | 1937.88 | 748.47 | 43.05
LESR | 57.94 | 1.25 |  |  | Other | 49.88 | 0 | 0
NATURAL GAS | 1935.38 | 748.47 | 43.05 |  | Uranium | 5 | 0 | 0
OTHER | 49.88 |  |  |  | Water | 994.93 | 457.31 | 359.42
URANIUM | 5 |  |  |  | Wind | 191.25 | 9 | 30
WATER | 994.93 | 457.31 | 359.42
WIND | 191.25 | 9 | 30
Grand Total | 3770.2 | 1222.12 | 432.47
Maximum internal RA on outage
| Forced | Planned | Planned/Forced | Grand Total |  | Forced | Planned | Planned/Forced
SUN | 5.88 | 0 | 0 | 5.88 | Sun | 5.88 | 0 | 0
BIOGAS | 2.69 | 1.19 |  | 3.88 | Biomass/Biogas | 22.16 | 1.19 | 0
BIOMASS | 19.47 |  |  | 19.47 | Geothermal | 45.23 | 0 | 0
DISTILLATE | 2.5 |  |  | 2.5 | LESR | 1.3 | 0 | 0
GEOTHERMAL | 45.23 |  |  | 45.23 | Natural Gas | 971.88 | 680.01 | 30.88
LESR | 1.3 | 1.25 |  | 2.55 | Other | 0 | 0 | 0
NATURAL GAS | 969.38 | 680.01 | 30.88 | 1680.27 | Uranium | 0 | 0 | 0
OTHER | 0 |  |  | 0 | Water | 253.45 | 244.98 | 122.91
URANIUM | 0 |  |  | 0 | Wind | 6.93 | 0 | 6.3
WATER | 253.45 | 244.98 | 122.91 | 621.34
WIND | 6.93 | 0 | 6.3 | 13.23
Grand Total | 1306.83 | 927.43 | 160.09 | 2394.35
Maximum internal and dynamic RA on outage
| Forced | Planned | Planned/Forced | Grand Total |  | Forced | Planned | Planned/Forced
SUN | 5.88 | 0 | 0 | 5.88 | Sun | 5.88 | 0 | 0
BIOGAS | 2.69 | 1.19 |  | 3.88 | Biomass/Biogas | 22.16 | 1.19 | 0
BIOMASS | 19.47 |  |  | 19.47 | Geothermal | 87.41 | 0 | 0
DISTILLATE | 2.5 |  |  | 2.5 | LESR | 1.3 | 0 | 0
GEOTHERMAL | 87.41 |  |  | 87.41 | Natural Gas | 1491.88 | 680.01 | 30.88
LESR | 1.3 | 1.25 |  | 2.55 | Other | 0 | 0 | 0
NATURAL GAS | 1489.38 | 680.01 | 30.88 | 2200.27 | Uranium | 5 | 0 | 0
OTHER | 0 |  |  | 0 | Water | 684.45 | 244.98 | 122.91
URANIUM | 5 |  |  | 5 | Wind | 6.93 | 0 | 6.3
WATER | 684.45 | 244.98 | 122.91 | 1052.34
WIND | 6.93 | 0 | 6.3 | 13.23
Grand Total | 2305.01 | 927.43 | 160.09 | 3392.53
[6 empty] | Internal Resources on Outage (RA qualified) | Internal plus Dynamic Resources on Outage (RA qualifed)
[5 empty] | Sun | 5.88 | 5.88
[5 empty] | Biomass/Biogas | 22.16 | 22.16
[5 empty] | Geothermal | 45.23 | 87.41
[5 empty] | LESR | 1.3 | 1.3
[5 empty] | Natural Gas | 971.88 | 1491.88
[5 empty] | Other | 0 | 0
[5 empty] | Uranium | 0 | 5
[5 empty] | Water | 253.45 | 684.45
[5 empty] | Wind | 6.93 | 6.93